## AllSheets
MVP Sheets | Wave | Assignee
Introduction
Roles
Job Types | Default
Job Type Departments | Default
Job Type Roles | Default
Approval Types | Default
Approval Type Steps | Default
Limit Rules | Default
Limit Rule Details | Default
Limit Types | Default
Units | Wave 0 | Lab
Units Conversions | Wave 0 | Lab
Reference Types | Default
Reference Type Values | Default
User | Wave 1 | Customer Service
Departments | Wave 1 | Customer Service
User Departments | Wave 1 | Customer Service
User JobTypes | Wave 1 | Customer Service
Product Line | Wave 1 | Customer Service
Global Partner | Wave 1 | Customer Service
Contact | Wave 1 | Customer Service
Department Contacts | Wave 1 | Customer Service
Contact Division | Wave 1 | Customer Service
Buyer | Wave 1 | Customer Service
Buyer Contact | Wave 1 | Customer Service
Organization | Wave 1 | Customer Service
Customer Contact | Wave 1 | Customer Service
Customer Site | Wave 1 | Customer Service
Attributes | Wave 1 | Customer Service
Buyer Attributes | Wave 1 | Customer Service
Customer Attributes | Wave 1 | Customer Service
Organization Contact | Wave 1 | Customer Service
Instrument Type | Wave 2 | Lab
Instrument Type Fields | Wave 2 | Lab
Instrument Model | Wave 2 | Lab
Instrument | Wave 2 | Lab
Standard | Wave 3.1 | Lab | Global
Standard Lab Assignment | Wave 3.2 | Lab
Standard Attributes | Wave 3.1 | Lab/Customer Service
Test Methods | Wave 3.2 | Lab | Site
Test Method ParamList | Wave 3.3 | Lab | Site
Parameter Lists | Wave 3.2 | Lab | Global
Parameter List Parameters | Wave 3.3 | Lab | Global
Parameter Lists Pricing | Wave 3.3 | Lab | Global
Parameter List Param Limits | Wave 3.3 | Lab | Global
Parameters | Wave 3.1 | Lab | Global
Parameter Aliases |  |  | Global
Test Method Attributes | Wave 3.2 | Lab/Customer Service | SIte
Test Method Accreditation | Wave 3.2 | Lab | Site
Specifications | Wave 4 | Customer Service/Lab
Specification Limit Types | Wave 4 | Customer Service/Lab
Specification Rules | Wave 4 | Customer Service/Lab
Specification Parameter Items | Wave 4 | Customer Service/Lab
Specification Parameter Limits | Wave 4 | Customer Service/Lab
Product Specification Customer | Wave 5.1 | Customer Service
Product Specification Standard | Wave 5.1 | Customer Service
ProdSpecStandard Attributes | Wave 5.1 | Customer Service
Product Specification Dept | Wave 5.1 | Customer Service
Product Specification Add Info | Wave 5.1 | Customer Service
Product Specification Specs | Wave 5.1 | Customer Service
Product Specification TP | Wave 5.1 | Customer Service
Sample Type | Wave 0
Container Types
Test Package | Wave 5.2 | Customer Service
Test Package Standard | Wave 5.2 | Customer Service
Test Package Site | Wave 5.2 | Customer Service
Test Package Parameter List
Test Package Specification
Invoice Price List | Wave 6 | Customer Service
Invoice Price List Item | Wave 6 | Customer Service
Invoice Test Package | Wave 6 | Customer Service
Test package item | Wave 6 | Customer Service
Price List Package | Wave 6 | Customer Service
Price List Service Type | Wave 6 | Customer Service
Email Template | Wave 7 | Customer Service
Email Tag | Wave 7 | Customer Service
Checklist | Wave 7 | Customer Service
CareLabel | Wave 7 | Lab
Checklist Department | Wave 7 | Customer Service
Commitment | Wave 7 | Customer Service
Test Method Tests
Test Method Spec
Test Method Instrument
Test Method Consumable Types
Consumable Types
Consumable Type Stages
Consumable Type QC Sample Tests
Consumable Type Recipes
Consumable Type Equipment
Material
Components
Material Component
Location
Sample Point
Product Variant
Sampling Plan
Sampling Plan Stages
Sampling Plan Level Samples
Sampling Plan Tests Specs
Product
Product Ingredients
Product Specs
Product Tests
Storage Environment
Sample Type Container
Collection Method
Collection Method Sample Types
Preparation Type
Preparation Sample Type Mapping
Treatment Type
Sample Types for Treatment
Preparation Treatments
Diagnosis
Anatomic Sites
Metastasis
Species
Strains
Lists

## Introduction
Introduction
Overview
The Master Data Collection Tool is designed to allow a user to enter laboratory master data into a spreadsheet using a format that can later be systematically imported into the LabVantage application.
Assumptions/Constraints
This spreadsheet contains the following assumptions and constraints:
• Rows being added to a worksheet must be added inside of the colored table. To do this, right-click inside any colored table and select Insert>Table Rows Above/Below.
• The objects in this spreadsheet are intended to support LabVantage 8.4 and above.
• Objects in this worksheet support general QA/QC testing, do not support other testing domains, and do not support specific add-on modules.
• The master copy of this spreadsheet template will support only the LabVantage out-of-the-box (OOB) application and will not contain customer-specific columns.
• This spreadsheet will be imported into a LabVantage system using pre-defined import modules called Data File Definitions (DFDs).
• Individual customer projects may choose to add custom columns but must cover the cost of updating the pre-defined DFDs.
• Because the pre-defined DFDs are resource-intensive to modify, the following aspects of the spreadsheet should not be changed: worksheet names, the starting row of table data (row 4), the column position of data on a worksheet.
• The first empty row after #4 after that will cause the DFDs to stop importing that worksheet.
• Columns appearing in pale yellow are required; leaving them blank will cause the data import to fail.
• Within a column heading, the term "FK" means that a value is a foreign key to another worksheet. The user must use the drop-down list to select a valid, previously entered, value; typing a value that is not in the list will cause the data import to fail. IF User wants to enter some value outside of dropdown list, user must stop the error validation from the Data Validation tab.
• DFD modules will add or update data. They do not typically delete objects from the database. In other words, if an OOB Role already exists, removing it from this spreadsheet will not delete it from the LabVantage system when this workbook is imported.
• The Lists worksheet at the very back of this workbook should not be modified by a customer.
Exclusions
These LabVantage objects are intentionally not supported in this worksheet:
• Limit Rule Actions and Action Properties
• Managing Uncertainty of Measure in Parameter Lists
• Parameter List Forms
• Parameter List Dataset Attributes

## Roles
A "Role" defines restrictions on which an item can be accessed, and which operations can be performed.
Role ID | Description

## Job Types
A Job Type is an associate between a set of Roles and Departments and when assigned to a User, let them dynamically change between these jobs.
Job Type ID | Job Type Description | Default Logon Page | Default Department FK to Department | Require Re-Authentication | Notes

## Job Type Departments
Map each Job Type to one or more Departments.
Job Type ID FK to Job Type ID | Department FK to Department

## Job Type Roles
Assign each Job Type a set of Roles
Job Type ID FK to Job Type ID | Roles FK to Role

## Approval Types
During Data Entry, Approval Types specify rules for approving Data Sets. For example, in order to pass, all approvals must pass, all mandatory approvals, at least one may pass, etc.
Approval Type ID | Description | Approve steps in sequential order Y or N | Unique approver for each step Y or N | Pass approval when | Notes

## Approval Type Steps
In order to conduct Approval on a Data Set, a User must be a member of the Role defined by an Approval Step, which is a list defined as a Reference Type. Sequence value should be unique for a particular Approval Type.
Approval Type ID FK to Approval Type ID | Approval Step (Fk to the Approval Step reference type) | Role (Fk to Role ID) | Mandatory (Y or N) | Peer Required? (Y or N) | Sequence

## Limit Rules
Limit Rules perform Extended Limit Checking by redefining one or more Limit Types in a Parameter List. For example, each Limit Type can apply additional Transformations to data values defined by Standard Limit Checking (in the Parameter List), or execute Actions based on whether or not the Parameter Limit is met. This worksheet defines the names of the Limit Rules individual Details and Actions will be defined on the next three worsheets.
Limit Rule ID | Limit Rule Version ID | Description | Processing Rule (All, First Matching) | Notes

## Limit Rule Details
This worksheet defines the details associated with a Limit Rule defined on the previous worksheet.
Limit Rule ID (Fk to Limit Rule ID) | Limit Rule Version (Must match the version from the previous tab) | Sequence | Limit Type FK to Limit Type ID | Apply When | Reject Value | Transform Rule (An expression) | Display Format | Condition | Qualifier

## Limit Types
A Limit Type describes a type of limit that can be applied to a Parameter or Specification; for example, >=0; <=14 is a limit type that might describe most pH values. Columns in orange are required if the "Applies To" is for a Specification.
Limit Type ID | Description | Applies To | Spec Condition | Spec Operator 1 Display | Spec Operator 1 Default Value 1 | Spec Operator 2 Display | Spec Operator 2 Default Value 2 | Spec Separator Display

## Units
The Units used in the LIMS; for example, mm, mg, etc.
Units ID | Description
% | Percent
Celsius | Celsius
Count | Count
Days | Days
Months | Months
Weeks | Weeks
Years | Years
hr | Hours
min | Minutes
ppb | Parts per Billion
ppm | Parts per Million
sec | Seconds
$ | Dollars
$/kg | Dollars per Killogram
$/lb | Dollars per Pound
$/liter | Dollars per Liter
$/ton | Dollars per Ton
Block | Blocks
Each | Each
Vial | Vials
cc | Cubic Centimeters
cm | Centimeters
ft | Feet
g | Grams
g/liter | Grams per Liter
in | Inches
kg | Kilograms
lb | Pounds
liter | Liters
m | Meters
mg | Milligrams
mg/ml | Milligrams per Milliliter
ml | Milliliters
mm | Millimeters
ng | Nanograms
ng/ul | Nanograms per Microlitre
ton | Short Tons
ug | Micrograms
ug/ul | Micrograms per Microliter
ul | Microliters

## Units Conversions
How to convert one Units to another using an expression; for example, converting meters to centimeters would use the expression "[this] * 100".
From Units (Fk to Units ID) | To Units (Fk to Units ID) | Conversion Expression
% | ppb | [this] * 10000000
% | ppm | [this] * 10000
Days | Weeks | [this] / 7
Days | hr | [this] * 24
Days | min | [this] * 1440
Days | sec | [this] * 86400
Months | Years | [this] / 12
Weeks | Days | [this] * 7
Weeks | hr | [this] * 168
Weeks | min | [this] * 10080
Weeks | sec | [this] * 604800
Years | Months | [this] * 12
hr | Days | [this] / 24
hr | Weeks | [this] / 168
hr | min | [this] * 60
hr | sec | [this] * 3600
min | Days | [this] / 1440
min | Weeks | [this] / 10080
min | hr | [this] / 60
min | sec | [this] /
ppb | % | [this] / 10000000
ppb | ppm | [this] / 1000
ppm | % | [this] / 10000
ppm | ppb | [this] * 1000
sec | Days | [this] / 86400
sec | Weeks | [this] / 604800
sec | hr | [this] / 3600
sec | min | [this] / 60
$/kg | $/lb | [this] / 2.20462262
$/kg | $/ton | [this] / 0.00110231
$/lb | $/kg | [this] / 0.453592
$/lb | $/ton | [this] * 2000
$/ton | $/kg | [this] / 907.185
$/ton | $/lb | [this] / 2000
cm | ft | [this] * 0.0328084
cm | in | [this] * 0.393701
cm | m | [this] * 0.01
cm | mm | [this] * 10
ft | cm | [this] * 30.48
ft | in | [this] * 12
ft | m | [this] * 0.3048
ft | mm | [this] * 304.8
g | kg | [this] / 1000
g | lb | [this] * 0.00220462
g | mg | [this] / 1000
g | ng | [this] / 1000000000
g | ton | [this] * 0.00000110231
g | ug | [this] / 1000000
g/liter | mg/ml | [this]
g/liter | ng/ul | [this] * 1000
g/liter | ug/ul | [this]
in | cm | [this] * 2.54
in | ft | [this] * 0.08333333
in | m | [this] * 0.0254
in | mm | [this] * 25.4
kg | g | [this] * 1000
kg | lb | [this] * 2.20462262
kg | mg | [this] * 1000000
kg | ng | [this] * 1000000000000
kg | ton | [this] * .00110231
kg | ug | [this] * 1000000000
lb | g | [this] * 453.592
lb | kg | [this] * 0.453592
lb | mg | [this] * 453592
lb | ng | [this] * 453592000000
lb | ton | [this] / 2000
lb | ug | [this] * 453592000
m | cm | [this] * 100
m | ft | [this] * 3.28084
m | in | [this] * 39.3701
m | mm | [this] * 1000
mg | g | [this] / 1000
mg | kg | [this] / 1000000
mg | lb | [this] * .0000022046
mg | ng | [this] * 1000000
mg | ton | [this] * 0.00000000110231
mg | ug | [this] * 1000
mg/ml | g/liter | [this]
mg/ml | ng/ul | [this] / 1000
mg/ml | ug/ul | [this]
ml | cc | [this]
ml | liter | [this] / 1000
ml | ul | [this] * 1000
mm | cm | [this] * 0.1
mm | ft | [this] * 0.00328084
mm | in | [this] * 0.0393701
mm | m | [this] * 0.001
ng | g | [this] / 1000000000
ng | kg | [this] / 1000000000000
ng | lb | [this] * 0.00000000220462
ng | mg | [this] / 1000000
ng | ton | [this] * 0.00000000000110231
ng | ug | [this] / 1000
ng/ul | g/liter | [this] / 1000
ng/ul | mg/ml | [this] / 1000
ng/ul | ug/ul | [this] / 1000
ton | g | [this] * 907185
ton | kg | [this] * 907.185
ton | lb | [this] * 2000
ton | mg | [this] * 907185000
ton | ng | [this] * 907185000000000
ton | ug | [this] * 907185000000
ug | g | [this] / 1000000
ug | kg | [this] / 1000000000
ug | lb | [this] * 0.00000000220462
ug | mg | [this] / 1000
ug | ng | [this] * 1000
ug | ton | [this] * 0.00000000000110231
ug/ul | g/liter | [this]
ug/ul | mg/ml | [this]
ug/ul | ng/ul | [this] * 1000
ul | cc | [this] / 1000
ul | liter | [this] / 1000000
ul | ml | [this] / 1000

## Reference Types
A Reference Type is a named list of values that can be used in lists, etc. For example, a Reference Type named "Spec Condition" might be assigned the values Pass, Fail and Warning on the next worksheet. DO NOT delete or modify Reference Types with a Type of System (for System).
Reference Type ID | Description | Type
AccessionType | Accession Type | System
ActionPlanType | ActionPlan Type | System
Address Function | Address Functions | System
Address Type | Address Types | System
AddressStatus | Address Status | System
AgeUnit | AgeUnit | System
Alias Type | SDIAlias Type | System
AnnotationType | List of annotation types | System
AnyFlag | Options for the Paramlist Any Flag | System
Approval Step | Approval Step | System
ArrayClassification |  | System
ArrayZones | Array Zone Names | System
ArrivalOrder | Ordinal list for arrival order | System
AttachmentClass | This reftype has the classes that can be associated with any attachment. | System
AttributeGroup | SDI Attribute Group | System
AuditReason | Audit Reason | System
AuditResolution | Audit Resolution | System
AuditType | Audit Type | System
AuditWListStatus | Audit Worklist Status | System
BBChildStorageStatus | Storage status of BioBanking child samples | System
BatchStatus | Batch Status | System
BatchType | Batch Type | System
BillingTerms | Billing Terms | System
BillingType | Billing Type | System
BioSeqStatus | Bio-sequence Status | System
BioSeqType | Bio-sequence Type | System
BoxStatus | Box Status | System
BoxType | Box Type | System
Carrier | Carrier | System
CarrierType | Carrier Type | System
Certification Status | Certification Status | System
Certification Type | Certification Type | System
ChartType | Chart Type | System
ChildSampleTypes | Type of child samples | System
ChildStorageStatus | Storage status for child samples in Child Sample Plan | System
Chromosome | Chromosome | System
ChromosomeArm | Chromosome Arm | System
CloneStatus | Clone Status | System
CloneType | Clone Type | System
ComponentsCols |  | System
CompoundState | Compound State | System
ConfidenceSides | Confidence limits no. of sides | System
ConsentType | Consent Type for Study consents | System
ContTrackingMethod | ContTrackingMethod | System
ContactFunction | Contact functions for sysuser contacts | System
Container Type |  | System
ContainerOrientation | ContainerOrientation | System
ContentStatus | Content Status | System
ContentType | Content Type | System
CountRuleType | Rule to determine sample count to be pulled out from the batch for testing | System
CreateWSEvent | Create Worksheet event | System
Currency | Currency | System
Custodian Type | Custodian Type | System
DataItem Condition | DataItem Condition | System
DataSet Condition | DataSet Condition | System
DataSetStatus | DataSet Status | System
DataType | Data Types | System
DifferentiateBatches |  | System
Direction | Direction | System
DisplayFormat | Display Format | System
DisposalStatus | Disposal Status | System
Disposition |  | System
ELNExportFontNames |  | System
ELNExportTextStyles |  | System
ELNPageSizes |  | System
ELNWorksheetTypes |  | System
EquipmentClass | EquipmentClass | System
EventType |  | System
ExperimentStatus | Experiment Status | System
ExperimentTaskStatus | Experiment Task Status | System
ExpirationType | Expiration Type | System
Expiry Based On | Expiry Based On | System
FeatureStatus | Feature Status | System
FeatureSubType | Feature Sub-type | System
FeatureType | Feature Type | System
FiscalYearUnits |  | System
ForceNew | ForceNew flag for WorkItem Items | System
FormRuleProtocol | Form Rules for Studies | System
FormRuleStudy | Form Rules for Studies | System
FormRuleVisit | Form Rules for Events | System
FormulationProjectStatus |  | System
FormulationType | This contains the formulation types of a formulation project | System
GUIModes | GUI Modes | System
GelType | GelType | System
Gender | Gender | System
Grace Period Units | Grace period units | System
GroupMaster | Group Master | System
HelpPageType |  | System
HolderContentType | Holder Content Type | System
IOType | IO Type | System
IncidentCategory | Incident Category | System
IncidentStatus | Incident Status | System
IncidentType | Incident Type | System
InstrumentType | Instrument Type | System
IntervalUnits |  | System
KitClass | Classes of Kits | System
KitItemStatus | Track Item Status | System
LV_BatchStageStatus | Batch stage statuses | System
LabelMethodType | Label Method Types | System
LevelRuleTypes | Different Level Rules | System
LibType | Library Type | System
LocStatus | Location Content Status | System
LocationType | Location Type | System
MapExtraColumns | The Extra column configurations for Maps | System
MessageClass | to capture the type of messagetypes | System
MessageProcessStatus | Status of messages recorded in messagelog | System
MessageSendStatus | Send Status of messages recorded in message log | System
MonitorGroupType | Monitor Group Type | System
OligoStatus | Oligo Status | System
Organism | Organism | System
PackageContacts | Contacts for Package | System
PackageContentType | Package Content Type | System
PackageStatus | Package Status | System
PackageType | Package Type | System
PaperworkStatus | Paperwork Status | System
Param Type | Parameter Type | System
ParamAliasType | Parameter SDC Alias Type | System
ParameterListType | Parameter List Type | System
ParticipantStatus |  | System
PeaksCols | Columns of Peak DataSet for Empower Upload | System
PhraseType |  | System
PhysicalStoreStatus | Physical Store Status | System
PinStyle | Pin Styles used in Maps | System
PlannedCertType | Planned Certification Type | System
PlateStage | Plate Stage | System
PlateType | Plate Type | System
PreferredShipType | Preferred Shipping Type | System
Price List Status | PriceList Status | System
Price List Type | PriceList Type | System
Priority | Sample Priority | System
ProcessActionMode |  | System
ProcessStage | Process Stages | System
ProdVariantRuleLevel |  | System
ProdVariantState |  | System
ProdVariantType | Types of ProdVariants | System
ProductClass | Broad classificaiton of different products/ingredients | System
ProjectStatus | Project Status | System
Projection | Holds the information of Projections used in Maps | System
QCBatchStatus | QC Evaluation Status | System
QCEvalOption | QC Evaluation Option | System
QCEvalParamType | QCBatch Evaluation Param Types | System
QCEvalRuleItemDesc | QC Evaluation Rule Description | System
QCEvalRuleItemDetail | QC Evaluation Rule Items Details | System
QCEvalRuleItems | QC Evaluation Rule Items (rule) | System
QCEvalStatus | QC Evaluation Status | System
QCPositionType | Position Type | System
QCReviewDisposition | Disposition of the AQC Review page | System
QCSampleType | QC Sample Type | System
RackType | Rack Type | System
Reagent Class | Reagent Class | System
ReagentMixingStage | Reagent Mixing Stages | System
ReagentStatus | ReagentStatus | System
ReagentType | Reagent Type | System
ReasonSampleDelete | List of Reasons when Deleting a Sample | System
ReasonSampleDispose | List of Reasons when Disposing a Sample | System
ReasonSampleEdit | List of Reasons when Updating a Sample | System
ReasonSampleReceive | List of Reasons when Receiving a Sample | System
ReasonSampleReview | List of Reasons when Reviewing a Sample | System
ReasonTestEdit | List of Reasons when Updating a Test | System
RecipeItemType | RecipeItemType | System
RequestClass | Request classification for Pull vs Submission vs Dispose | System
RequestItemType | Type for individual request-item of a request. | System
RequestReviewDisp | Request Review Disposition | System
RequestStatus | Request Status | System
RequestType |  | System
RestrictionsBasedOn |  | System
RestrictionsOperator |  | System
ResultsCols | Columns of Results DataSet for Empower Upload | System
RoundingFunctions | List of different rounding functions | System
Rule Pattern | QC Rule Patterns | System
SAPMessageDirection |  | System
SAPMessageType |  | System
SAPMsgDataType | Data Type for SAP Msg Type | System
SAPVersionStatus | Version Status for SAP Msg Action | System
SDCOperation | SDC Operations | System
SampleAliasType |  | System
SampleCondition | Sample Condition | System
SampleDataEntryView | List of Sample Data Entry Views | System
SampleDeviation | Sample Deviations | System
SampleProcedure | Procedures that can be recorded on samples | System
SampleReviewDisp | Sample Review Disposition | System
SampleSetCols | Used by Empower Upload | System
SampleSetLineCols | Columns for SampleSetLine DataSet for Empower Upload/Download | System
SampleSetMethodCols | Empower Download SampleSetMethod dataset columns | System
SampleStatus | Not linked via Sample SDC - for query reference only | System
SampleType | Sample Type | System
SchedRandMode |  | System
SchedRandType |  | System
ScheduleExcludeModes |  | System
SchedulePlanTypes |  | System
SchedulerActive |  | System
Severity | Severity Types | System
SizeUnit | SizeUnit | System
SourceLabel | Source label of Raw material to be sampled | System
Spec Condition | Specification Condition | System
SpecDisposition | Spec Disposition | System
SpecLimitType |  | System
SpecimenProcessType | Specimen Process Type | System
StateTransitionFlag |  | System
StdySiteUserFunction |  | System
StorageClass | Storage Class | System
StorageOrientation | StorageOrientation | System
StorageStatus | Storage Status | System
StorageType | Storage Type | System
StoreDisposalStatus | Storage Disposal Status | System
StudyStatus | Study Status | System
StudyType | Study Type | System
StudyUserFunction |  | System
SubjectAliasType | Subject Alias Type | System
SubjectConsent | Subject Consents for a Study | System
SubjectType | Subject Type | System
TargetUse |  | System
Time Zone | Time Zone | System
TissueSource | Tissue Source | System
TrackItemStatus | Track Item Status | System
TransferMode | Transfer Mode | System
TransitionRuleTypes |  | System
TranslationContext | Translation Context | System
UnitsType | UnitsType | System
UploadSSLCols | Columns for SampleSetLine DataSet for Empower Upload/Download | System
VesselType | Vessel Type | System
VisitStatus | Different values from the Visit Status column | System
VisitType | Enumeration of the different types of Visits for the Protocol events | System
WICompletedStatus | Status of child samples when source workitem is marked completed | System
WorkOrderStatus |  | System
WorkOrderType |  | System
WorkflowAddMode | Workflow Add Mode in Services | System
WorksheetContext | Worksheet Context | System
YesNo | For Yes/No selection | System
YesNoNA | For Yes/No selection | System
ZoneType | Zone Type | System
sex | Sex | System
TestVariant | Test Variant | User
TestType | Test Type | User
TestMethodGroup | Test Method Group | User
ProductCategory | Product Category | User
CivilTitle | Civil Title | User
ContactDivision | Contact Division | User
DistributionMode | Distribution Mode | User
PartnerCategory | Partne rCategory | User
AdditionalInfo | Additional Info | User
InternalExternal | Internal External | User
InvoiceMode | Invoice Mode | User
TestingLabType | Testing Lab Type | System
WorkAreaType | WorkArea Type | System

## Reference Type Values
Reference Type Values are list values. For example, a Reference Type "Spec Condition" on the previous tab might be given the values Pass, Fail and Warning on this worksheet. DO NOT delete or modify Reference Types with a Type of System (for System).
Reference Type FK to Reference Type ID | Value | Description | Display Value | Hidden | Display icon URL | Type
ActionPlanType | Corrective |  |  |  |  | System
ActionPlanType | Preventive |  |  |  |  | System
Address Function | Standard | Standard address |  |  |  | System
Address Type | Address | Physical address |  |  |  | System
Address Type | Contact | Contact Information |  |  |  | System
Address Type | Device | Device Details |  |  |  | System
Address Type | Home | Home address |  |  |  | System
Address Type | Organization | Organization |  |  |  | System
Address Type | Work | Work address |  |  |  | System
Address Type | AccreditedOrganization | Accredited Organizations |  |  |  | System
Address Type | RegulatoryAgency | Regulatory Agency |  |  |  | System
Address Type | Customer | Customer |  |  |  | System
AgeUnit | Days | Days | Days |  |  | System
AgeUnit | Months | Months | Months |  |  | System
AgeUnit | Years | Years | Years |  |  | System
AnyFlag | A |  | Any ParamList Version & Variant |  |  | System
AnyFlag | N |  | No |  |  | System
AnyFlag | V |  | Any ParamList Version |  |  | System
AnyFlag | Y |  | Any ParamList |  |  | System
Approval Step | Approve |  |  |  |  | System
Approval Step | Manager |  |  |  |  | System
Approval Step | Peer |  |  |  |  | System
Approval Step | Review |  |  |  |  | System
Approval Step | Supervisor |  |  |  |  | System
ArrayClassification | Gel |  |  |  |  | System
ArrayClassification | Plate |  |  |  |  | System
ArrayZones | Blank | Blank | Blank |  |  | System
ArrayZones | Negative Control | Negative Control | Negative Control |  |  | System
ArrayZones | Positive Control | Positive Control | Positive Control |  |  | System
ArrayZones | Standard | Standard | Standard |  |  | System
ArrayZones | Treatment | Treatment | Treatment |  |  | System
ArrayZones | Unknown | Unknown | Unknown |  |  | System
ArrivalOrder | 1 | 1 | 1st |  |  | System
ArrivalOrder | 2 | 2 | 2nd |  |  | System
ArrivalOrder | 3 | 3 | 3rd |  |  | System
ArrivalOrder | 4 | 4 | 4th |  |  | System
ArrivalOrder | 5 | 5 | 5th |  |  | System
ArrivalOrder | All | All | All |  |  | System
AttachmentClass | ImageMap | Image Map | Image Map |  |  | System
AttachmentClass | ProfilePicture | Profile Picture | Profile Picture |  |  | System
AttachmentClass | SOP | SOP | SOP |  |  | System
AttributeGroup | Analytical | Analytical | Analytical |  |  | System
AttributeGroup | Observations | Observations | Observations |  |  | System
AttributeGroup | Results | Results | Results |  |  | System
AuditReason | Check-In Error |  |  |  |  | System
AuditReason | Check-Out Error |  |  |  |  | System
AuditReason | Damaged |  |  |  |  | System
AuditReason | Extra Sample |  |  |  |  | System
AuditReason | Missing |  |  |  |  | System
AuditReason | Other |  |  |  |  | System
AuditReason | Transaction Error |  |  |  |  | System
AuditResolution | Check-In Error |  |  |  |  | System
AuditResolution | Check-Out Error |  |  |  |  | System
AuditResolution | Labelling Error |  |  |  |  | System
AuditType | Box |  |  |  |  | System
AuditType | Data |  |  |  |  | System
AuditType | Sample |  |  |  |  | System
AuditWListStatus | Cancelled |  |  |  |  | System
AuditWListStatus | In Progress |  |  |  |  | System
AuditWListStatus | Not Reconciled |  |  |  |  | System
AuditWListStatus | Not Started |  |  |  |  | System
AuditWListStatus | Reconciled |  |  |  |  | System
BBChildStorageStatus | Allocated |  |  |  |  | System
BBChildStorageStatus | In Circulation |  |  |  |  | System
BBChildStorageStatus | In Prep |  |  |  |  | System
BBChildStorageStatus | Inherit |  |  |  |  | System
BBChildStorageStatus | Received |  |  |  |  | System
BBChildStorageStatus | Use Policy |  |  |  |  | System
BatchStatus | Active |  |  |  |  | System
BatchStatus | Cancelled |  |  |  |  | System
BatchStatus | Initial |  |  |  |  | System
BatchStatus | OnHold |  |  |  |  | System
BatchStatus | Pending Release |  |  |  |  | System
BatchStatus | Preliminary Release |  |  |  |  | System
BatchStatus | Received |  |  |  |  | System
BatchStatus | Rejected |  |  |  |  | System
BatchStatus | Released |  |  |  |  | System
BatchStatus | Reported |  |  |  |  | System
BatchType | Development Formulation | Development Formulation | Development Formulation |  |  | System
BatchType | Finished | Finished | Finished |  |  | System
BatchType | Intermediate | Intermediate | Intermediate |  |  | System
BatchType | Others | Others | Others |  |  | System
BatchType | Pilot Formulation | Pilot Formulation | Pilot Formulation |  |  | System
BatchType | Raw Material | Raw Material | Raw Material |  |  | System
BoxStatus | Decommissioned |  |  |  |  | System
BoxStatus | Empty |  |  |  |  | System
BoxStatus | Full |  |  |  |  | System
BoxStatus | Partial |  |  |  |  | System
BoxType | Sorted |  |  |  |  | System
BoxType | Unsorted |  |  |  |  | System
Carrier | DHL |  |  |  |  | System
Carrier | FedEx |  |  |  |  | System
Carrier | Internal |  |  |  |  | System
Carrier | UPS |  |  |  |  | System
Carrier | USPS |  |  |  |  | System
CarrierType | Courier |  |  |  |  | System
CarrierType | Delivery In Person |  |  |  |  | System
CarrierType | Hand To Receiver |  |  |  |  | System
CarrierType | Interoffice |  |  |  |  | System
CarrierType | Transit Freezer |  |  |  |  | System
Certification Status | In Training |  |  |  |  | System
Certification Status | Invalid |  |  |  |  | System
Certification Status | Valid |  |  |  |  | System
Certification Type | Analyst Training | Analyst Training |  |  |  | System
Certification Type | Control Substance |  |  |  |  | System
Certification Type | Instrument |  |  |  |  | System
ChildSampleTypes | Aliquot |  |  |  |  | System
ChildSampleTypes | Derivative |  |  |  |  | System
ChildSampleTypes | LIMS Child |  |  |  |  | System
ChildSampleTypes | LIMS Pool |  |  |  |  | System
ChildSampleTypes | Pool |  |  |  |  | System
ChildStorageStatus | Allocated |  |  |  |  | System
ChildStorageStatus | In Circulation |  |  |  |  | System
ChildStorageStatus | In Prep |  |  |  |  | System
ChildStorageStatus | Inherit | Inherit parent sample status |  |  |  | System
ChildStorageStatus | Received |  |  |  |  | System
ComponentsCols | Component |  |  |  |  | System
ComponentsCols | Units |  |  |  |  | System
ComponentsCols | Value |  |  |  |  | System
ConfidenceSides | 1 |  | 1-sided confidence limits |  |  | System
ConfidenceSides | 2 |  | 2-sided confidence limits |  |  | System
ConsentType | ExternalTesting | Sending the samples to external testing labs is permitted? | External Testing |  |  | System
ConsentType | FutureResearch | Use of the samples for future research is permitted? | Future Research |  |  | System
ConsentType | GeneticTesting | User of the samples for genetic testing is permitted? | Genetic Testing |  |  | System
ConsentType | IndefiniteStorage | Indefinite storage of samples is permitted? | Indefinite Storage |  |  | System
ConsentType | Recontact | Recontact is permitted? | Recontact |  |  | System
ConsentType | RecordKeeping | Repository can store medical records, tests, and other pathology records? | Record Keeping |  |  | System
ContTrackingMethod | I | Individual | Individual |  |  | System
ContTrackingMethod | T | Together | Together |  |  | System
ContactFunction | Home | Home | Home |  |  | System
ContactFunction | Work | Work | Work |  |  | System
Container Type | Container 1 |  |  |  |  | System
Container Type | Container 2 |  |  |  |  | System
Container Type | Container 3 |  |  |  |  | System
Container Type | Container 4 |  |  |  |  | System
ContainerOrientation | Inverted | Inverted container |  |  |  | System
ContainerOrientation | Upright | Upright container |  |  |  | System
CountRuleType | CountRule |  |  |  |  | System
CountRuleType | Groovy |  |  |  |  | System
CountRuleType | Number |  |  |  |  | System
CountRuleType | Range |  |  |  |  | System
CreateWSEvent | On Assignment | On Assignment | On Assignment |  |  | System
CreateWSEvent | On Creation | On Creation | On Creation |  |  | System
Custodian Type | External | The custodian is from an external source |  |  |  | System
Custodian Type | Non-Person | The custodian is not a person |  |  |  | System
Custodian Type | Person | The custodian is a person |  |  |  | System
DataItem Condition | InSpec |  |  |  |  | System
DataItem Condition | Lower OutOfSpec |  |  |  |  | System
DataItem Condition | Upper OutOfSpec |  |  |  |  | System
DataSetStatus | Cancelled | Cancelled |  |  |  | System
DataSetStatus | Completed | All Required Approvals have finished |  |  |  | System
DataSetStatus | DataEntered | All Mandatory DataItems entered |  |  |  | System
DataSetStatus | InProgress | Testing has Started |  |  |  | System
DataSetStatus | Initial | Initiall value of the status field |  |  |  | System
DataSetStatus | Released | All Required DataItems Released |  |  |  | System
DataType | Any | Any |  |  |  | System
DataType | Date | Date |  |  |  | System
DataType | Numeric | Numeric |  |  |  | System
DataType | Numeric (Calc) | Numeric (Calc) |  |  |  | System
DataType | Reference | Reference |  |  |  | System
DataType | SDC | SDC |  |  |  | System
DataType | Text | Text |  |  |  | System
DataType | Validated Reference | Validated Reference |  |  |  | System
DifferentiateBatches | B |  | Yes |  |  | System
DifferentiateBatches | N |  | No |  |  | System
DisposalStatus | Disposed |  |  |  |  | System
DisposalStatus | Marked for Disposal |  |  |  |  | System
DisposalStatus | Not Disposed |  |  |  |  | System
DisposalStatus | Retained |  |  |  |  | System
Disposition | Failed |  | Failed |  |  | System
Disposition | Passed |  | Passed |  |  | System
ELNExportFontNames | Arial |  |  |  |  | System
ELNExportFontNames | Arial Black |  |  |  |  | System
ELNExportFontNames | Book Antiqua |  |  |  |  | System
ELNExportFontNames | Comic Sans MS |  |  |  |  | System
ELNExportFontNames | Courier New |  |  |  |  | System
ELNExportFontNames | Georgia |  |  |  |  | System
ELNExportFontNames | Helvetica |  |  |  |  | System
ELNExportFontNames | Impact |  |  |  |  | System
ELNExportFontNames | Tahoma |  |  |  |  | System
ELNExportFontNames | Terminal |  |  |  |  | System
ELNExportFontNames | Times New Roman |  |  |  |  | System
ELNExportFontNames | Trebuchet MS |  |  |  |  | System
ELNExportFontNames | Verdana |  |  |  |  | System
ELNExportTextStyles | Caption |  |  |  |  | System
ELNExportTextStyles | Header Footer |  |  |  |  | System
ELNExportTextStyles | Heading 1 |  |  |  |  | System
ELNExportTextStyles | Heading 2 |  |  |  |  | System
ELNExportTextStyles | Heading 3 |  |  |  |  | System
ELNExportTextStyles | Heading 4 |  |  |  |  | System
ELNExportTextStyles | Main Title |  |  |  |  | System
ELNExportTextStyles | Normal |  |  |  |  | System
ELNPageSizes | A4 |  |  |  |  | System
ELNPageSizes | A5 |  |  |  |  | System
ELNPageSizes | B5 |  |  |  |  | System
ELNPageSizes | Legal |  |  |  |  | System
ELNPageSizes | Letter |  |  |  |  | System
ELNWorksheetTypes | Experiment |  |  |  |  | System
ELNWorksheetTypes | LES |  |  |  |  | System
EventType | Timepoint |  | Timepoint |  |  | System
EventType | Visit |  | Visit |  |  | System
ExpirationType | Data Submission |  |  |  |  | System
ExpirationType | Never |  |  |  |  | System
ExpirationType | Sample Collection |  |  |  |  | System
ExpirationType | Study Completion |  |  |  |  | System
FiscalYearUnits | Months |  | Months |  |  | System
FiscalYearUnits | Quarter |  | Quarter |  |  | System
FiscalYearUnits | Years |  | Years |  |  | System
ForceNew | N | No | No |  |  | System
ForceNew | R | ForceNew Retest Only | Retest Only |  |  | System
ForceNew | Y | Yes | Yes |  |  | System
FormRuleProtocol | Participant | Participant | on Demand |  |  | System
FormRuleProtocol | Participant: Completion | Participant: Completion | on Completion (status=’Completed’) |  |  | System
FormRuleProtocol | Participant: Creation | Participant: Creation | on Creation |  |  | System
FormRuleProtocol | Participant: Enrollment | Participant: Enrollment | on Enrollment (status=’Enrolled’) |  |  | System
FormRuleProtocol | Participant: Withdrawl | Participant: Withdrawl | on Withdrawal (status=’Withdrawn’) |  |  | System
FormRuleProtocol | Sample | Sample | on Demand |  |  | System
FormRuleProtocol | Sample: Allocation | Sample: Allocation | on Allocation/Creation |  |  | System
FormRuleProtocol | Visit | Visit | on Demand |  |  | System
FormRuleProtocol | Visit: Completion | Visit: Completion | on Completion (status='Completed') |  |  | System
FormRuleProtocol | Visit: Creation | Visit: Creation | on Creation |  |  | System
FormRuleProtocol | Visit: Missed | Visit: Missed | on Missed (status=’Missed’) |  |  | System
FormRuleStudy | Sample | Sample | on Demand |  |  | System
FormRuleStudy | Sample: Allocation | Sample: Allocation | on Allocation\Creation |  |  | System
FormRuleStudy | Subject | Subject | on Demand |  |  | System
FormRuleStudy | Subject: Association | Subject: Association | on Association of 1st Sample |  |  | System
FormRuleVisit | Sample: Allocation | Sample: Allocation | on Allocation/Creation |  |  | System
FormRuleVisit | Visit: Creation | Visit: Creation | on Creation |  |  | System
FormulationProjectStatus | Active |  | Active |  |  | System
FormulationProjectStatus | Cancelled |  | Cancelled |  |  | System
FormulationProjectStatus | Completed |  | Completed |  |  | System
FormulationType | Development Formulation |  |  |  |  | System
FormulationType | Pilot Formulation |  |  |  |  | System
GUIModes | desktop | Desktop | Desktop |  |  | System
GUIModes | phone | Phone | Phone |  |  | System
GUIModes | tablet | Tablet | Tablet |  |  | System
Gender | F | Female | Female |  |  | System
Gender | M | Male | Male |  |  | System
Gender | U | Unknown | Unknown |  |  | System
Grace Period Units | Days | Days |  |  |  | System
Grace Period Units | Months | Months |  |  |  | System
Grace Period Units | Weeks | Weeks |  |  |  | System
Grace Period Units | Years | Years |  |  |  | System
HelpPageType | C |  | Concept |  |  | System
HelpPageType | P |  | Page |  |  | System
HelpPageType | R |  | Related |  |  | System
IncidentCategory | Planned | An amendment (Planned) |  |  |  | System
IncidentCategory | UnPlanned | A deviation (Unplanned) |  |  |  | System
IncidentStatus | Initial |  |  |  |  | System
IncidentStatus | Rejected |  |  |  |  | System
IncidentType | Change Deviation | Deviation from normal |  |  |  | System
IncidentType | Complaint | Complaint |  |  |  | System
IncidentType | Exception | Exceptional Incident |  |  |  | System
IncidentType | External Audit | External Audit event |  |  |  | System
IncidentType | Internal Audit | Internal Audit event |  |  |  | System
IncidentType | OOS | Out of Specification |  |  |  | System
InstrumentType | Balance |  |  |  |  | System
InstrumentType | GC |  |  |  |  | System
InstrumentType | LC |  |  |  |  | System
InstrumentType | MassSpec |  |  |  |  | System
InstrumentType | pH Meter |  |  |  |  | System
IntervalUnits | Days |  |  |  |  | System
IntervalUnits | Hours |  |  |  |  | System
IntervalUnits | Months |  |  |  |  | System
IntervalUnits | Weeks |  |  |  |  | System
IntervalUnits | Years |  |  |  |  | System
KitClass | Bulk Kit Item | Kit Item |  |  |  | System
KitClass | Bulk Supplies | Bulk Supplies |  |  |  | System
KitClass | Complete Kit | Complete Kit |  |  |  | System
KitClass | Intermediate Kit | Intermediate Kit |  |  |  | System
KitItemStatus | Disposed | Disposed | Disposed |  |  | System
KitItemStatus | Expired | Expired | Expired |  |  | System
KitItemStatus | Invalid | Invalid | Invalid |  |  | System
KitItemStatus | Used | Used | Used |  |  | System
KitItemStatus | Valid | Valid | Valid |  |  | System
LV_BatchStageStatus | Cancelled |  | Cancelled |  |  | System
LV_BatchStageStatus | InProgress |  | InProgress |  |  | System
LV_BatchStageStatus | Initial |  | Initial |  |  | System
LV_BatchStageStatus | Pending Release |  | Pending Release |  |  | System
LV_BatchStageStatus | Rejected |  | Rejected |  |  | System
LV_BatchStageStatus | Released |  | Released |  |  | System
LabelMethodType | BarTender | BarTender |  |  |  | System
LabelMethodType | Jasper | Jasper |  |  |  | System
LevelRuleTypes | Always |  | always |  |  | System
LevelRuleTypes | BatchCount |  | for every |  |  | System
LevelRuleTypes | DateRange |  | when |  |  | System
LevelRuleTypes | FirstBatch |  | onfirst |  |  | System
LocationType | Building |  |  |  |  | System
LocationType | Floor |  |  |  |  | System
LocationType | Plant |  |  |  |  | System
LocationType | Room |  |  |  |  | System
MapExtraColumns | samplepointsample |  | Sample Point -> Sample |  |  | System
MessageClass | DATAFILE | Data File Import Messages |  |  |  | System
MessageClass | EMPOWER | Empower Upload Messages |  |  |  | System
MessageClass | SEC | Sapphire Enterprise Connector category |  |  |  | System
MessageProcessStatus | COMPLETE |  |  |  |  | System
MessageProcessStatus | ERROR |  |  |  |  | System
MessageProcessStatus | PROCESSING |  |  |  |  | System
MessageProcessStatus | WAITING |  |  |  |  | System
MessageSendStatus | COMPLETE |  |  |  |  | System
MessageSendStatus | NONE |  |  |  |  | System
MessageSendStatus | SENDERROR |  |  |  |  | System
MessageSendStatus | UNSENT |  |  |  |  | System
MonitorGroupType | AdHoc | AdHoc | AdHoc |  |  | System
MonitorGroupType | Environment | Environment | Environment |  |  | System
MonitorGroupType | Production | Production | Production |  |  | System
PackageContacts | CreatedBy |  |  |  |  | System
PackageContacts | EmptiedBy |  |  |  |  | System
PackageContacts | PackedBy |  |  |  |  | System
PackageContacts | ReceivedBy |  |  |  |  | System
PackageContacts | ShippedBy |  |  |  |  | System
PackageContacts | UnpackedBy |  |  |  |  | System
PackageContentType | Box |  |  |  |  | System
PackageContentType | Kit |  |  |  |  | System
PackageContentType | Other |  |  |  |  | System
PackageContentType | Sample |  |  |  |  | System
PackageStatus | Cancelled |  |  |  |  | System
PackageStatus | Created |  |  |  |  | System
PackageStatus | Emptied |  |  |  |  | System
PackageStatus | Expected |  |  |  |  | System
PackageStatus | On Hold |  |  |  |  | System
PackageStatus | Received |  |  |  |  | System
PackageStatus | Shipped |  |  |  |  | System
PackageType | CDT |  | Internal |  |  | System
PackageType | PKG |  | External |  |  | System
PaperworkStatus | Complete |  |  |  |  | System
PaperworkStatus | Missing |  |  |  |  | System
Param Type | %Difference | % Difference |  |  |  | System
Param Type | %RSD |  |  |  |  | System
Param Type | %Recovery | % Recovery |  |  |  | System
Param Type | Average | Average of the Replicates |  |  |  | System
Param Type | BlankCorrected | Blank Corrected |  |  |  | System
Param Type | Comparator | Comparator |  |  |  | System
Param Type | Concentration | Concentration of the Parameter |  |  |  | System
Param Type | Cost | Cost |  |  |  | System
Param Type | CostComparator | CostComparator |  |  |  | System
Param Type | ExpectedRecovery | Expected Recovery |  |  |  | System
Param Type | Fraction | Fraction |  |  |  | System
Param Type | Lower Tolerance | Lower Tolerance |  |  |  | System
Param Type | Maximum | Maximum of the Replicates |  |  |  | System
Param Type | Minimum | Minimum of the Replicates |  |  |  | System
Param Type | Part | Part |  |  |  | System
Param Type | Quantity | Quantity |  |  |  | System
Param Type | RPD | Relative % Difference |  |  |  | System
Param Type | Range | Range of the Replicates |  |  |  | System
Param Type | Raw Value | Raw Value |  |  |  | System
Param Type | SpecificGravity | SpecificGravity |  |  |  | System
Param Type | Standard | Parameter Type |  |  |  | System
Param Type | StandardCorrected | Standard Corrected |  |  |  | System
Param Type | StandardDeviation | Standard Deviation of the Replicates |  |  |  | System
Param Type | Upper Tolerance | Upper Tolerance |  |  |  | System
ParamAliasType | External | External |  |  |  | System
ParameterListType | Collection |  |  |  |  | System
ParameterListType | Preparation |  |  |  |  | System
ParameterListType | Procedural |  |  |  |  | System
ParticipantStatus | Associated | Associated | Associated |  |  | System
ParticipantStatus | Complete | Complete | Complete |  |  | System
ParticipantStatus | Enrolled | Enrolled | Enrolled |  |  | System
ParticipantStatus | Enrollment | Enrollment | Enrollment |  |  | System
ParticipantStatus | Pending | Pending | Pending |  |  | System
ParticipantStatus | Withdrawn | Withdrawn | Withdrawn |  |  | System
PeaksCols | 2ndDerivativeApex |  |  |  |  | System
PeaksCols | Amount |  |  |  |  | System
PeaksCols | Area |  |  |  |  | System
PeaksCols | BaselineEnd |  |  |  |  | System
PeaksCols | BaselineStart |  |  |  |  | System
PeaksCols | Concentration |  |  |  |  | System
PeaksCols | ControlValue |  |  |  |  | System
PeaksCols | CurveId |  |  |  |  | System
PeaksCols | CurveRT |  |  |  |  | System
PeaksCols | EndHeight |  |  |  |  | System
PeaksCols | EndTime |  |  |  |  | System
PeaksCols | Height |  |  |  |  | System
PeaksCols | InflectionWidth |  |  |  |  | System
PeaksCols | IntType |  |  |  |  | System
PeaksCols | Name |  |  |  |  | System
PeaksCols | Offset |  |  |  |  | System
PeaksCols | PctAmount |  |  |  |  | System
PeaksCols | PctArea |  |  |  |  | System
PeaksCols | PctDeviation |  |  |  |  | System
PeaksCols | PctHeight |  |  |  |  | System
PeaksCols | Peak |  |  |  |  | System
PeaksCols | PeakCodes |  |  |  |  | System
PeaksCols | PeakLabel |  |  |  |  | System
PeaksCols | PeakLevel |  |  |  |  | System
PeaksCols | PeakType |  |  |  |  | System
PeaksCols | PointsAcrossPeak |  |  |  |  | System
PeaksCols | RF |  |  |  |  | System
PeaksCols | RTRatio |  |  |  |  | System
PeaksCols | RelativeRT |  |  |  |  | System
PeaksCols | RelativeResponse |  |  |  |  | System
PeaksCols | Response |  |  |  |  | System
PeaksCols | RetentionTime |  |  |  |  | System
PeaksCols | Slope |  |  |  |  | System
PeaksCols | StartHeight |  |  |  |  | System
PeaksCols | StartTime |  |  |  |  | System
PeaksCols | Units |  |  |  |  | System
PeaksCols | Width |  |  |  |  | System
PhraseType | Example Phrase | Example Phrase | Example Phrase |  |  | System
PhysicalStoreStatus | Empty |  |  |  |  | System
PhysicalStoreStatus | Full |  |  |  |  | System
PinStyle | default |  | Default |  |  | System
PinStyle | excursion |  | Excursions |  |  | System
PinStyle | speccondition |  | Spec Conditions |  |  | System
PlannedCertType | Calibration | Calibration | Calibration |  |  | System
PlannedCertType | Maintenance | Maintenance | Maintenance |  |  | System
Priority | High | High Priprity | Normal |  |  | System
Priority | Low | Low Prioprity | Urgent |  |  | System
Priority | Medium | Medium Priority | Express |  |  | System
ProcessActionMode | A |  | Asynchronous |  |  | System
ProcessActionMode | M |  | Manual |  |  | System
ProcessActionMode | S |  | Synchronous |  |  | System
ProcessStage | Grinding | Grinding |  |  |  | System
ProcessStage | Mixing | Mixing |  |  |  | System
ProdVariantRuleLevel | Full |  | Full |  |  | System
ProdVariantRuleLevel | Reduced |  | Reduced |  |  | System
ProdVariantRuleLevel | Skip |  | Skip |  |  | System
ProdVariantState | Preferred | Variant is in "Reduced/Skipped" mode | Preferred |  |  | System
ProdVariantState | Qualified | Viarnt is no qualified, and is in "full" mode | Qualified |  |  | System
ProdVariantState | Unqualified | Variant is not yet qualified | Unqualified |  |  | System
ProdVariantType | Finished | Finished | Finished |  |  | System
ProdVariantType | Intermediate | Intermediate | Intermediate |  |  | System
ProdVariantType | Raw Material | Raw Material | Raw Material |  |  | System
ProductClass | Active Ingredient |  |  |  |  | System
ProductClass | Anti-Oxidant |  |  |  |  | System
ProductClass | Binder |  |  |  |  | System
ProductClass | Coating Agent |  |  |  |  | System
ProductClass | Disintegrant |  |  |  |  | System
ProductClass | Filler |  |  |  |  | System
ProductClass | Glidant |  |  |  |  | System
ProductClass | Lubricant |  |  |  |  | System
ProductClass | Solvant |  |  |  |  | System
ProjectStatus | Active |  |  |  |  | System
ProjectStatus | Closed |  |  |  |  | System
ProjectStatus | InActive |  |  |  |  | System
Projection | EPSG:3857 | Default projection | Spherical Mercator |  |  | System
QCBatchStatus | Cancelled |  |  |  |  | System
QCBatchStatus | Completed |  |  |  |  | System
QCBatchStatus | DataEntered |  |  |  |  | System
QCBatchStatus | Evaluated |  |  |  |  | System
QCBatchStatus | InProgress |  |  |  |  | System
QCBatchStatus | Initial |  |  |  |  | System
QCBatchStatus | Prepping |  |  |  |  | System
QCBatchStatus | Ready |  |  |  |  | System
QCBatchStatus | Reviewed |  |  |  |  | System
QCBatchStatus | Scheduled |  |  |  |  | System
QCEvalOption | Conclusion | For evaluation at end |  |  |  | System
QCEvalOption | Continuous | For continuous evaluation |  |  |  | System
QCEvalOption | Manual | For manual evaluation |  |  |  | System
QCEvalOption | None | No evaluation required. |  |  |  | System
QCEvalOption | User Specified | For specification by user |  |  |  | System
QCEvalParamType | %Difference | Percentage Difference |  |  |  | System
QCEvalParamType | %Recovery | Percentage Recovery |  |  |  | System
QCEvalParamType | BlankCorrected | Blank Corrected |  |  |  | System
QCEvalParamType | RPD | Relative Percentage Difference |  |  |  | System
QCEvalParamType | Standard | Standard |  |  |  | System
QCEvalRuleItemDesc | DifferConsGreaterXSd | Difference between consecutive points greater than <X> times sd |  |  |  | System
QCEvalRuleItemDesc | KNConsSameSideLimit | <K> of <N> consecutive points outside same side of <limitname> limit (<SD> sd) |  |  |  | System
QCEvalRuleItemDesc | NCons+-Limit | <N> consecutive points within +/- of <limitname> limit (<SD> sd) |  |  |  | System
QCEvalRuleItemDesc | NConsAlternateUpDown | <N> consecutive points alternating up and down |  |  |  | System
QCEvalRuleItemDesc | NConsEitherSideLimit | <N> consecutive points outside either side of <limitname> limit (<SD> sd) |  |  |  | System
QCEvalRuleItemDesc | NConsInDecrTrend | <N> consecutive points in a decreasing trend |  |  |  | System
QCEvalRuleItemDesc | NConsInIncrTrend | <N> consecutive points in an increasing trend |  |  |  | System
QCEvalRuleItemDesc | NConsSameSideLimit | <N> consecutive points outside same side of <limitname> limit (<SD> sd) |  |  |  | System
QCEvalRuleItemDesc | NConsSameSideTarget | <N> consecutive points on same side of target |  |  |  | System
QCEvalRuleItemDetail | DifferConsGreaterXSd | 2;2;Y;X;N;I;R <X> S |  |  |  | System
QCEvalRuleItemDetail | KNConsSameSideLimit | Y;Y;N;sd;N;S;<K>of<N> <SD>s |  |  |  | System
QCEvalRuleItemDetail | NCons+-Limit | Y;Y;N;sd;Y;;? |  |  |  | System
QCEvalRuleItemDetail | NConsAlternateUpDown | Y;Y;N;;;L;? |  |  |  | System
QCEvalRuleItemDetail | NConsEitherSideLimit | Y;Y;N;sd;N;;? |  |  |  | System
QCEvalRuleItemDetail | NConsInDecrTrend | Y;Y;N;;;D;<N>t |  |  |  | System
QCEvalRuleItemDetail | NConsInIncrTrend | Y;Y;N;;;A;<N>t |  |  |  | System
QCEvalRuleItemDetail | NConsSameSideLimit | Y;Y;N;sd;N;S;<N> <SD>s |  |  |  | System
QCEvalRuleItemDetail | NConsSameSideTarget | Y;Y;N;;;S;<N>x |  |  |  | System
QCEvalRuleItems | DifferConsGreaterXSd | Difference between consecutive points greater than X times sd |  |  |  | System
QCEvalRuleItems | KNConsSameSideLimit | K of N consecutive points outside same side of limit |  |  |  | System
QCEvalRuleItems | NCons+-Limit | N consecutive points within +/- of limit |  |  |  | System
QCEvalRuleItems | NConsAlternateUpDown | N consecutive points alternating up and down |  |  |  | System
QCEvalRuleItems | NConsEitherSideLimit | N consecutive points outside either side of limit |  |  |  | System
QCEvalRuleItems | NConsInDecrTrend | N consecutive points in a decreasing trend |  |  |  | System
QCEvalRuleItems | NConsInIncrTrend | N consecutive points in an increasing trend |  |  |  | System
QCEvalRuleItems | NConsSameSideLimit | N consecutive points outside same side of limit |  |  |  | System
QCEvalRuleItems | NConsSameSideTarget | N consecutive points on same side of target |  |  |  | System
QCEvalStatus | Fail |  |  |  |  | System
QCEvalStatus | Pass |  |  |  |  | System
QCEvalStatus | Suspect |  |  |  |  | System
QCPositionType | At |  |  |  |  | System
QCPositionType | At Absolute | Absolute positionng of QC Sample at the specified position. |  |  |  | System
QCPositionType | Evenly Distributed |  |  |  |  | System
QCPositionType | Every |  |  |  |  | System
QCPositionType | Every Absolute After | Absolute positioning of QC sample at the bottom of every n samples. |  |  |  | System
QCPositionType | Every Absolute Before | Absolute positioning of QC sample at the top of every n samples. |  |  |  | System
QCPositionType | Every Absolute Before & After | Absolute positioning of QC sample at the top and bottom of every n samples. |  |  |  | System
QCPositionType | First |  |  |  |  | System
QCPositionType | From End |  |  |  |  | System
QCPositionType | Last |  |  |  |  | System
QCPositionType | None | No positioning. No qcbatchitem to be created. |  |  |  | System
QCPositionType | Random Anchored |  |  |  |  | System
QCPositionType | Randomly Distributed |  |  |  |  | System
QCReviewDisposition | Approved |  |  |  |  | System
QCReviewDisposition | Rejected |  |  |  |  | System
QCReviewDisposition | Retested |  |  |  |  | System
QCSampleType | Blank | Blank Sample Type |  |  |  | System
QCSampleType | Control | Control Sample Type |  |  |  | System
QCSampleType | Dup | Duplicate Sample Type |  |  |  | System
QCSampleType | Spike | Spike Sample Type |  |  |  | System
QCSampleType | Standard | Standard Sample Type |  |  |  | System
Reagent Class | Antibody | Antibody |  |  |  | System
Reagent Class | Buffer | Buffer |  |  |  | System
Reagent Class | Chemical | Chemical |  |  |  | System
Reagent Class | Control | Control |  |  |  | System
Reagent Class | Media | Media |  |  |  | System
Reagent Class | Reference Standard | Reference Standard |  |  |  | System
Reagent Class | Salt | Salt |  |  |  | System
Reagent Class | Solution | Solution |  |  |  | System
Reagent Class | Water | Water |  |  |  | System
ReagentMixingStage | Grinding | Grinding |  |  |  | System
ReagentMixingStage | Mixing | Mixing |  |  |  | System
ReasonSampleDelete | Canceled Sample Deleted |  |  |  |  | System
ReasonSampleDelete | Sample Completed |  |  |  |  | System
ReasonSampleDelete | Sample Logged Incorrectly |  |  |  |  | System
ReasonSampleDelete | Sample Logged by Mistake |  |  |  |  | System
ReasonSampleDispose | Sample Disposed |  |  |  |  | System
ReasonSampleDispose | Sample Ready for Disposal |  |  |  |  | System
ReasonSampleEdit | Added Information |  |  |  |  | System
ReasonSampleEdit | Attachment Added |  |  |  |  | System
ReasonSampleEdit | Attachment Removed |  |  |  |  | System
ReasonSampleEdit | Changed Information |  |  |  |  | System
ReasonSampleEdit | Cleared Information |  |  |  |  | System
ReasonSampleEdit | Notes Entered |  |  |  |  | System
ReasonSampleEdit | Reset Sample Status |  |  |  |  | System
ReasonSampleEdit | Specification Added |  |  |  |  | System
ReasonSampleEdit | Specification Removed |  |  |  |  | System
ReasonSampleEdit | Test Added |  |  |  |  | System
ReasonSampleEdit | Test Removed |  |  |  |  | System
ReasonSampleEdit | Workflow Added |  |  |  |  | System
ReasonSampleEdit | Workflow Cancelled |  |  |  |  | System
ReasonSampleEdit | Workflow Removed |  |  |  |  | System
ReasonSampleReceive | Sample Canceled |  |  |  |  | System
ReasonSampleReceive | Sample Missing |  |  |  |  | System
ReasonSampleReceive | Sample Received |  |  |  |  | System
ReasonSampleReview | Sample Approved |  |  |  |  | System
ReasonSampleReview | Sample Rejected |  |  |  |  | System
ReasonSampleReview | Sample Requires Resampling |  |  |  |  | System
ReasonSampleReview | Sample should be Disposed |  |  |  |  | System
ReasonSampleReview | Sample should be Released |  |  |  |  | System
ReasonTestEdit | Added Information |  |  |  |  | System
ReasonTestEdit | Analyst Assigned |  |  |  |  | System
ReasonTestEdit | Changed Information |  |  |  |  | System
ReasonTestEdit | Cleared Information |  |  |  |  | System
ReasonTestEdit | Entered Sample Preparation |  |  |  |  | System
ReasonTestEdit | Information Supplied |  |  |  |  | System
ReasonTestEdit | Instrument Assigned |  |  |  |  | System
ReasonTestEdit | Notes Entered |  |  |  |  | System
ReasonTestEdit | Results Entered |  |  |  |  | System
ReasonTestEdit | Results Released/Unr |  |  |  |  | System
ReasonTestEdit | Test Manager Approved |  |  |  |  | System
ReasonTestEdit | Test Peer Approved |  |  |  |  | System
ReasonTestEdit | Test Rejected |  |  |  |  | System
ReasonTestEdit | Test Requires Remeasuring |  |  |  |  | System
ReasonTestEdit | Test Requires Retesting |  |  |  |  | System
ReasonTestEdit | Test Supervisor Approved |  |  |  |  | System
RequestClass | Dispose | Dispose | Dispose |  |  | System
RequestClass | Pull | Pull | Pull |  |  | System
RequestClass | Submission | Submission | Submission |  |  | System
RequestItemType | Analysis | Pull for Analysis | Pull for Analysis |  |  | System
RequestItemType | Shipment | Pull for Shipment | Pull for Shipment |  |  | System
RequestItemType | Shipment and Analysis | Pull for Shipment and Analysis | Pull for Shipment and Analysis |  |  | System
RequestReviewDisp | Approved |  |  |  |  | System
RequestReviewDisp | Rejected |  |  |  |  | System
RequestReviewDisp | Undetermined |  |  |  |  | System
RequestStatus | Accepted |  |  |  |  | System
RequestStatus | Cancelled |  |  |  |  | System
RequestStatus | Complete |  |  |  |  | System
RequestStatus | Completed |  |  |  |  | System
RequestStatus | Denied |  |  |  |  | System
RequestStatus | Draft |  |  |  |  | System
RequestStatus | Initial |  |  |  |  | System
RequestStatus | OnHold |  |  |  |  | System
RequestStatus | Open |  |  |  |  | System
RequestStatus | PendingAcceptance |  |  |  |  | System
RequestStatus | Received |  |  |  |  | System
RequestStatus | Rejected |  |  |  |  | System
RequestStatus | Released |  |  |  |  | System
RequestStatus | Reported |  |  |  |  | System
RequestStatus | Reviewed |  |  |  |  | System
RestrictionsBasedOn | Current User |  |  |  |  | System
RestrictionsBasedOn | Sample |  |  |  |  | System
RestrictionsBasedOn | Sample Family |  |  |  |  | System
RestrictionsBasedOn | TrackItem |  |  |  |  | System
RestrictionsOperator | Equals |  |  |  |  | System
RestrictionsOperator | Homogeneous |  |  |  |  | System
RestrictionsOperator | In |  |  |  |  | System
RestrictionsOperator | Not Equals |  |  |  |  | System
RestrictionsOperator | Not In |  |  |  |  | System
ResultsCols | AcqMethodSet |  |  |  |  | System
ResultsCols | AcqSWVersion |  |  |  |  | System
ResultsCols | AcquiredBy |  |  |  |  | System
ResultsCols | Altered |  |  |  |  | System
ResultsCols | AutoAdditions |  |  |  |  | System
ResultsCols | AverageDetectorDrift |  |  |  |  | System
ResultsCols | AverageDetectorNoise |  |  |  |  | System
ResultsCols | AveragePeaktoPeakNoise |  |  |  |  | System
ResultsCols | BarcodeBCD |  |  |  |  | System
ResultsCols | CalibrationId |  |  |  |  | System
ResultsCols | Channel |  |  |  |  | System
ResultsCols | ChannelDescription |  |  |  |  | System
ResultsCols | ChannelId |  |  |  |  | System
ResultsCols | ChannelName |  |  |  |  | System
ResultsCols | ChannelType |  |  |  |  | System
ResultsCols | Comments |  |  |  |  | System
ResultsCols | DataEnd |  |  |  |  | System
ResultsCols | DataStart |  |  |  |  | System
ResultsCols | DateAcquired |  |  |  |  | System
ResultsCols | DateProcessed |  |  |  |  | System
ResultsCols | DetUnits |  |  |  |  | System
ResultsCols | DetectorDrift |  |  |  |  | System
ResultsCols | DetectorNoise |  |  |  |  | System
ResultsCols | Dilution |  |  |  |  | System
ResultsCols | EmpowerNode |  |  |  |  | System
ResultsCols | Faults |  |  |  |  | System
ResultsCols | Injection |  |  |  |  | System
ResultsCols | InjectionVolume |  |  |  |  | System
ResultsCols | InjectionVolumeResult |  |  |  |  | System
ResultsCols | InstrumentMethodId |  |  |  |  | System
ResultsCols | InstrumentMethodName |  |  |  |  | System
ResultsCols | IntegrationAlgorithm |  |  |  |  | System
ResultsCols | IntegrationSystemPolicies |  |  |  |  | System
ResultsCols | Label |  |  |  |  | System
ResultsCols | Level |  |  |  |  | System
ResultsCols | Manual |  |  |  |  | System
ResultsCols | NumOfResultsStored |  |  |  |  | System
ResultsCols | NumberofSignOffs |  |  |  |  | System
ResultsCols | PeakWidth |  |  |  |  | System
ResultsCols | PeaktoPeakNoise |  |  |  |  | System
ResultsCols | PercentUnknowns |  |  |  |  | System
ResultsCols | ProcessedAs |  |  |  |  | System
ResultsCols | ProcessedBy |  |  |  |  | System
ResultsCols | ProcessedChanDesc |  |  |  |  | System
ResultsCols | ProcessedChannelType |  |  |  |  | System
ResultsCols | ProcessingLocked |  |  |  |  | System
ResultsCols | ProcessingMethod |  |  |  |  | System
ResultsCols | ProcessingMethodId |  |  |  |  | System
ResultsCols | ProcessingNode |  |  |  |  | System
ResultsCols | ResultCodes |  |  |  |  | System
ResultsCols | ResultComments |  |  |  |  | System
ResultsCols | ResultId |  |  |  |  | System
ResultsCols | ResultNum |  |  |  |  | System
ResultsCols | ResultSampleSetMethod |  |  |  |  | System
ResultsCols | ResultSetComments |  |  |  |  | System
ResultsCols | ResultSetDate |  |  |  |  | System
ResultsCols | ResultSetId |  |  |  |  | System
ResultsCols | ResultSetName |  |  |  |  | System
ResultsCols | ResultSource |  |  |  |  | System
ResultsCols | ResultType |  |  |  |  | System
ResultsCols | RunTime |  |  |  |  | System
ResultsCols | SampleName |  |  |  |  | System
ResultsCols | SampleSetAcquiredBy |  |  |  |  | System
ResultsCols | SampleSetAcquiring |  |  |  |  | System
ResultsCols | SampleSetAltered |  |  |  |  | System
ResultsCols | SampleSetComments |  |  |  |  | System
ResultsCols | SampleSetFinishDate |  |  |  |  | System
ResultsCols | SampleSetId |  |  |  |  | System
ResultsCols | SampleSetIdResult |  |  |  |  | System
ResultsCols | SampleSetMethod |  |  |  |  | System
ResultsCols | SampleSetName |  |  |  |  | System
ResultsCols | SampleSetStartDate |  |  |  |  | System
ResultsCols | SampleType |  |  |  |  | System
ResultsCols | SampleValuesUsedinCalculations |  |  |  |  | System
ResultsCols | SampleWeight |  |  |  |  | System
ResultsCols | SamplingRate |  |  |  |  | System
ResultsCols | ScaletoæV |  |  |  |  | System
ResultsCols | SecondChannelId |  |  |  |  | System
ResultsCols | SoftwareVersion |  |  |  |  | System
ResultsCols | SourceSoftwareInfo |  |  |  |  | System
ResultsCols | SummaryFaults |  |  |  |  | System
ResultsCols | SystemComments |  |  |  |  | System
ResultsCols | SystemCreateDate |  |  |  |  | System
ResultsCols | SystemName |  |  |  |  | System
ResultsCols | Threshold |  |  |  |  | System
ResultsCols | TotalArea |  |  |  |  | System
ResultsCols | Vial |  |  |  |  | System
ResultsCols | VialId |  |  |  |  | System
ResultsCols | VialIdResult |  |  |  |  | System
RoundingFunctions | astmround |  | EvenOdd Rounding |  |  | System
RoundingFunctions | clpinorgsigfig |  | InOrganic Sigfig |  |  | System
RoundingFunctions | clporgsigfig |  | Organic Sigfig |  |  | System
RoundingFunctions | maxsigfigdp |  | Hybrid |  |  | System
RoundingFunctions | round |  | Basic Rounding |  |  | System
RoundingFunctions | sigfig |  | Basic SigFig |  |  | System
Rule Pattern | Alternating |  |  |  |  | System
Rule Pattern | Ascending |  |  |  |  | System
Rule Pattern | Descending |  |  |  |  | System
Rule Pattern | Difference |  |  |  |  | System
Rule Pattern | SameSide |  |  |  |  | System
SAPMessageDirection | I | IN | In |  |  | System
SAPMessageDirection | O | OUT | Out |  |  | System
SAPMessageType | A | ACK | Acknowledge |  |  | System
SAPMessageType | E | ERR | Error |  |  | System
SAPMessageType | G | GEN | General |  |  | System
SAPMsgDataType | DATE | Date | Date |  |  | System
SAPMsgDataType | NUMBER | Number | Number |  |  | System
SAPMsgDataType | STRING | String | String |  |  | System
SAPVersionStatus | A | Active | Active |  |  | System
SAPVersionStatus | C | Current | Current |  |  | System
SAPVersionStatus | P | Provisional | Provisional |  |  | System
SAPVersionStatus | X | Expired | Expired |  |  | System
SDCOperation | Delete |  |  |  |  | System
SDCOperation | Edit |  |  |  |  | System
SDCOperation | list |  |  |  |  | System
SampleAliasType | Clinical Site |  |  |  |  | System
SampleAliasType | Other |  |  |  |  | System
SampleCondition | Excellent |  |  |  |  | System
SampleCondition | Fair | Sample Workflow Cancels Sample |  |  |  | System
SampleCondition | Good |  |  |  |  | System
SampleCondition | Missing | Sample Workflow Cancels Sample |  |  |  | System
SampleCondition | Poor | Sample Workflow Cancels Sample |  |  |  | System
SampleCondition | Unknown | Sample Workflow Cancels Sample |  |  |  | System
SampleDataEntryView | gDEGridListLike | Grid List | Grid List |  |  | System
SampleDataEntryView | gDEGridLite | Fast Grid | Fast Grid |  |  | System
SampleDataEntryView | gDEGridParamXSDI | Grid with Params by Samples | Grid with Params by Samples |  |  | System
SampleDataEntryView | gDEGridParamXSDISpec | Grid with Params by Samples with Specs | Grid with Params by Samples with Specs |  |  | System
SampleDataEntryView | gDEGridSDIDsXParam | Grid Samples by Params | Grid Samples by Params |  |  | System
SampleDataEntryView | gDEGridSDIDsXParamMU | Grid Samples by Params w/ Uncertainty | Grid Samples by Params w/ Uncertainty |  |  | System
SampleDataEntryView | gDEGridSDIDsXParamSp | Grid Samples by Params with Specs | Grid Samples by Params with Specs |  |  | System
SampleDeviation | Damaged |  |  |  |  | System
SampleDeviation | Debris |  |  |  |  | System
SampleDeviation | Dis-colored |  |  |  |  | System
SampleDeviation | Discrepancy |  |  |  |  | System
SampleDeviation | Freezer Artifacts |  |  |  |  | System
SampleDeviation | Thawed |  |  |  |  | System
SampleProcedure | Process A |  |  |  |  | System
SampleProcedure | Process B |  |  |  |  | System
SampleReviewDisp | Approved |  |  |  |  | System
SampleReviewDisp | OnHold |  |  |  |  | System
SampleReviewDisp | Rejected |  |  |  |  | System
SampleReviewDisp | Resampled |  |  |  |  | System
SampleReviewDisp | Restricted |  |  |  |  | System
SampleSetCols | SampleSet |  |  |  |  | System
SampleSetCols | SampleSetAcquiredBy |  |  |  |  | System
SampleSetCols | SampleSetAcquiring |  |  |  |  | System
SampleSetCols | SampleSetAltered |  |  |  |  | System
SampleSetCols | SampleSetComments |  |  |  |  | System
SampleSetCols | SampleSetFinishDate |  |  |  |  | System
SampleSetCols | SampleSetId |  |  |  |  | System
SampleSetCols | SampleSetMethod |  |  |  |  | System
SampleSetCols | SampleSetName |  |  |  |  | System
SampleSetCols | SampleSetStartDate |  |  |  |  | System
SampleSetCols | SystemComments |  |  |  |  | System
SampleSetCols | SystemCreateDate |  |  |  |  | System
SampleSetCols | SystemName |  |  |  |  | System
SampleSetLineCols | AutoAdditions |  |  |  |  | System
SampleSetLineCols | ColumnPosition |  |  |  |  | System
SampleSetLineCols | Dilution |  |  |  |  | System
SampleSetLineCols | Function |  |  |  |  | System
SampleSetLineCols | InjVol |  |  |  |  | System
SampleSetLineCols | Level |  |  |  |  | System
SampleSetLineCols | MSCalibrationMethod |  |  |  |  | System
SampleSetLineCols | MSTuneMethod |  |  |  |  | System
SampleSetLineCols | MethodSetOrReportMethod |  |  |  |  | System
SampleSetLineCols | NextInjDelay |  |  |  |  | System
SampleSetLineCols | NumOfInjs |  |  |  |  | System
SampleSetLineCols | RunTime |  |  |  |  | System
SampleSetLineCols | SampleName |  |  |  |  | System
SampleSetLineCols | SampleWeight |  |  |  |  | System
SampleSetLineCols | Vial |  |  |  |  | System
SampleSetMethodCols | SampleSetAcquiredBy |  |  |  |  | System
SampleSetMethodCols | SampleSetAcquiring |  |  |  |  | System
SampleSetMethodCols | SampleSetComments |  |  |  |  | System
SampleSetMethodCols | SampleSetFinishDate |  |  |  |  | System
SampleSetMethodCols | SampleSetId |  |  |  |  | System
SampleSetMethodCols | SampleSetMethod |  |  |  |  | System
SampleSetMethodCols | SampleSetName |  |  |  |  | System
SampleSetMethodCols | SampleSetStartDate |  |  |  |  | System
SampleSetMethodCols | SystemComments |  |  |  |  | System
SampleSetMethodCols | SystemCreateDate |  |  |  |  | System
SampleSetMethodCols | SystemName |  |  |  |  | System
SampleStatus | Cancelled | Upon Cancelling a Sample |  |  |  | System
SampleStatus | Completed | All Testing and Test Approvals Finsihed |  |  |  | System
SampleStatus | Disposed | Sample is disposed |  |  |  | System
SampleStatus | InProgress | Testing In Progress |  |  |  | System
SampleStatus | Initial | Initial State upon Login |  |  |  | System
SampleStatus | Received | Upon receiving a Sample |  |  |  | System
SampleStatus | Reported | Upon Printing of FInal Report |  |  |  | System
SampleStatus | Reviewed | Final Sample Review Finished |  |  |  | System
SampleType | Environment |  |  |  |  | System
SampleType | Finished |  |  |  |  | System
SampleType | Formulation Iteration |  |  |  |  | System
SampleType | Intermediate |  |  |  |  | System
SampleType | QC |  |  |  |  | System
SampleType | R&D |  |  |  |  | System
SampleType | Raw Material |  |  |  |  | System
SchedRandMode | Source | Randomization changes the Source | Source |  |  | System
SchedRandMode | Template | Randomization changes the template | Template |  |  | System
SchedRandType | Random | Random | Random |  |  | System
SchedRandType | Rolling Random | Rolling Random | Rolling Random |  |  | System
ScheduleExcludeModes | F |  | Flag the scheduled execution to be moved |  |  | System
ScheduleExcludeModes | N |  | Schedule on the next working day |  |  | System
ScheduleExcludeModes | P |  | Schedule on the prior working day |  |  | System
ScheduleExcludeModes | S |  | Skip the scheduled execution |  |  | System
SchedulePlanTypes | M | Managed | Managed |  |  | System
SchedulePlanTypes | S | Non-Managed | Non-Managed |  |  | System
SchedulerActive | A | On | On |  |  | System
SchedulerActive | X | Off | Off |  |  | System
Severity | High | High | High |  |  | System
Severity | Low | Low | Low |  |  | System
Severity | Medium | Medium | Medium |  |  | System
SizeUnit | Count | Count | Count |  |  | System
SizeUnit | centiliter | centiliter | centiliter |  |  | System
SizeUnit | centiliters | centiliters | centiliters |  |  | System
SizeUnit | liter | liter | liter |  |  | System
SizeUnit | mg | mg | mg |  |  | System
SizeUnit | milliliters | milliliters | milliliters |  |  | System
SizeUnit | ml | ml | ml |  |  | System
SizeUnit | ug | ug | ug |  |  | System
SizeUnit | ul | ul | ul |  |  | System
SourceLabel | Bottom |  | Bottom |  |  | System
SourceLabel | Composite |  | Composite |  |  | System
SourceLabel | Middle |  | Middle |  |  | System
SourceLabel | Top |  | Top |  |  | System
Spec Condition | Fail |  |  |  |  | System
Spec Condition | Notification |  |  |  |  | System
Spec Condition | Pass |  |  |  |  | System
Spec Condition | Warning |  |  |  |  | System
SpecDisposition | Fail | Fail | Fail |  |  | System
SpecDisposition | Pass | Pass | Pass |  |  | System
SpecDisposition | Warning | Warning | Warning |  |  | System
SpecLimitType | L |  | Lower |  |  | System
SpecLimitType | U |  | Upper |  |  | System
SpecimenProcessType | Ship |  |  |  |  | System
SpecimenProcessType | Store |  |  |  |  | System
StateTransitionFlag | N |  | With Approval |  |  | System
StateTransitionFlag | Y |  | Automatically |  |  | System
StdySiteUserFunction | DocumentEntry |  |  |  |  | System
StorageClass | Decomissioned |  |  |  |  | System
StorageClass | Permanent Bins |  |  |  |  | System
StorageClass | Permanent Boxes |  |  |  |  | System
StorageClass | Temporary |  |  |  |  | System
StorageClass | Transit |  |  |  |  | System
StorageOrientation | Inverted | Inverted container |  |  |  | System
StorageOrientation | Upright | Upright container |  |  |  | System
StorageStatus | 3rd Party Transfer |  |  |  |  | System
StorageStatus | Allocated |  |  |  |  | System
StorageStatus | Archived |  |  |  |  | System
StorageStatus | Disposed |  |  |  |  | System
StorageStatus | In Circulation |  |  |  |  | System
StorageStatus | In Prep |  |  |  |  | System
StorageStatus | Received |  |  |  |  | System
StorageStatus | Temporary In Lab |  |  |  |  | System
StorageStatus | Verification Needed |  |  |  |  | System
StorageType | Box |  |  |  |  | System
StorageType | Box-9X9 |  |  |  |  | System
StorageType | BoxPos |  |  |  |  | System
StorageType | Freezer |  |  |  |  | System
StorageType | Rack |  |  |  |  | System
StorageType | Shelf |  |  |  |  | System
StoreDisposalStatus | Consumed |  |  |  |  | System
StoreDisposalStatus | Damaged |  |  |  |  | System
StoreDisposalStatus | Decommissioned |  |  |  |  | System
StoreDisposalStatus | Destroyed |  |  |  |  | System
StoreDisposalStatus | Disposed |  |  |  |  | System
StoreDisposalStatus | Missing |  |  |  |  | System
StudyType | Clinical |  |  |  |  | System
StudyType | Discovery |  |  |  |  | System
StudyType | Externally Submitted |  |  |  |  | System
StudyType | Human Genetics |  |  |  |  | System
StudyType | Investigator Sponsored Study |  |  |  |  | System
StudyType | Non-Study/Undefined |  |  |  |  | System
StudyType | Patient Registry |  |  |  |  | System
StudyType | Personalized Medicine/BioMarkers |  |  |  |  | System
StudyType | Pre-Clinical |  |  |  |  | System
StudyUserFunction | DocumentApproval |  |  |  |  | System
StudyUserFunction | DocumentEntry |  |  |  |  | System
StudyUserFunction | DocumentManagement |  |  |  |  | System
StudyUserFunction | DocumentReconciliation |  |  |  |  | System
SubjectAliasType | Patient Id |  |  |  |  | System
SubjectConsent | Did not answer | Did not answer | Did not answer |  |  | System
SubjectConsent | No - I do not agree | No - I do not agree | No - I do not agree |  |  | System
SubjectConsent | Yes - I agree | Yes - I agree | Yes - I agree |  |  | System
SubjectType | Organism |  |  |  |  | System
SubjectType | Xenograft |  |  |  |  | System
TargetUse | A | Aggregate | Aggregate |  |  | System
TargetUse | I | Ingredient | Ingredient |  |  | System
TargetUse | S | Stage | Stage |  |  | System
Time Zone | ACT |  |  |  |  | System
Time Zone | AET |  |  |  |  | System
Time Zone | AGT |  |  |  |  | System
Time Zone | ART |  |  |  |  | System
Time Zone | AST |  |  |  |  | System
Time Zone | Africa/Abidjan |  |  |  |  | System
Time Zone | Africa/Accra |  |  |  |  | System
Time Zone | Africa/Addis_Ababa |  |  |  |  | System
Time Zone | Africa/Algiers |  |  |  |  | System
Time Zone | Africa/Asmera |  |  |  |  | System
Time Zone | Africa/Bamako |  |  |  |  | System
Time Zone | Africa/Bangui |  |  |  |  | System
Time Zone | Africa/Banjul |  |  |  |  | System
Time Zone | Africa/Bissau |  |  |  |  | System
Time Zone | Africa/Blantyre |  |  |  |  | System
Time Zone | Africa/Brazzaville |  |  |  |  | System
Time Zone | Africa/Bujumbura |  |  |  |  | System
Time Zone | Africa/Cairo |  |  |  |  | System
Time Zone | Africa/Casablanca |  |  |  |  | System
Time Zone | Africa/Ceuta |  |  |  |  | System
Time Zone | Africa/Conakry |  |  |  |  | System
Time Zone | Africa/Dakar |  |  |  |  | System
Time Zone | Africa/Dar_es_Salaam |  |  |  |  | System
Time Zone | Africa/Djibouti |  |  |  |  | System
Time Zone | Africa/Douala |  |  |  |  | System
Time Zone | Africa/El_Aaiun |  |  |  |  | System
Time Zone | Africa/Freetown |  |  |  |  | System
Time Zone | Africa/Gaborone |  |  |  |  | System
Time Zone | Africa/Harare |  |  |  |  | System
Time Zone | Africa/Johannesburg |  |  |  |  | System
Time Zone | Africa/Kampala |  |  |  |  | System
Time Zone | Africa/Khartoum |  |  |  |  | System
Time Zone | Africa/Kigali |  |  |  |  | System
Time Zone | Africa/Kinshasa |  |  |  |  | System
Time Zone | Africa/Lagos |  |  |  |  | System
Time Zone | Africa/Libreville |  |  |  |  | System
Time Zone | Africa/Lome |  |  |  |  | System
Time Zone | Africa/Luanda |  |  |  |  | System
Time Zone | Africa/Lubumbashi |  |  |  |  | System
Time Zone | Africa/Lusaka |  |  |  |  | System
Time Zone | Africa/Malabo |  |  |  |  | System
Time Zone | Africa/Maputo |  |  |  |  | System
Time Zone | Africa/Maseru |  |  |  |  | System
Time Zone | Africa/Mbabane |  |  |  |  | System
Time Zone | Africa/Mogadishu |  |  |  |  | System
Time Zone | Africa/Monrovia |  |  |  |  | System
Time Zone | Africa/Nairobi |  |  |  |  | System
Time Zone | Africa/Ndjamena |  |  |  |  | System
Time Zone | Africa/Niamey |  |  |  |  | System
Time Zone | Africa/Nouakchott |  |  |  |  | System
Time Zone | Africa/Ouagadougou |  |  |  |  | System
Time Zone | Africa/Porto-Novo |  |  |  |  | System
Time Zone | Africa/Sao_Tome |  |  |  |  | System
Time Zone | Africa/Timbuktu |  |  |  |  | System
Time Zone | Africa/Tripoli |  |  |  |  | System
Time Zone | Africa/Tunis |  |  |  |  | System
Time Zone | Africa/Windhoek |  |  |  |  | System
Time Zone | America/Adak |  |  |  |  | System
Time Zone | America/Anchorage |  |  |  |  | System
Time Zone | America/Anguilla |  |  |  |  | System
Time Zone | America/Antigua |  |  |  |  | System
Time Zone | America/Araguaina |  |  |  |  | System
Time Zone | America/Aruba |  |  |  |  | System
Time Zone | America/Asuncion |  |  |  |  | System
Time Zone | America/Atka |  |  |  |  | System
Time Zone | America/Barbados |  |  |  |  | System
Time Zone | America/Belem |  |  |  |  | System
Time Zone | America/Belize |  |  |  |  | System
Time Zone | America/Boa_Vista |  |  |  |  | System
Time Zone | America/Bogota |  |  |  |  | System
Time Zone | America/Boise |  |  |  |  | System
Time Zone | America/Buenos_Aires |  |  |  |  | System
Time Zone | America/Cambridge_Bay |  |  |  |  | System
Time Zone | America/Cancun |  |  |  |  | System
Time Zone | America/Caracas |  |  |  |  | System
Time Zone | America/Catamarca |  |  |  |  | System
Time Zone | America/Cayenne |  |  |  |  | System
Time Zone | America/Cayman |  |  |  |  | System
Time Zone | America/Chicago |  |  |  |  | System
Time Zone | America/Chihuahua |  |  |  |  | System
Time Zone | America/Cordoba |  |  |  |  | System
Time Zone | America/Costa_Rica |  |  |  |  | System
Time Zone | America/Cuiaba |  |  |  |  | System
Time Zone | America/Curacao |  |  |  |  | System
Time Zone | America/Danmarkshavn |  |  |  |  | System
Time Zone | America/Dawson |  |  |  |  | System
Time Zone | America/Dawson_Creek |  |  |  |  | System
Time Zone | America/Denver |  |  |  |  | System
Time Zone | America/Detroit |  |  |  |  | System
Time Zone | America/Dominica |  |  |  |  | System
Time Zone | America/Edmonton |  |  |  |  | System
Time Zone | America/Eirunepe |  |  |  |  | System
Time Zone | America/El_Salvador |  |  |  |  | System
Time Zone | America/Ensenada |  |  |  |  | System
Time Zone | America/Fort_Wayne |  |  |  |  | System
Time Zone | America/Fortaleza |  |  |  |  | System
Time Zone | America/Glace_Bay |  |  |  |  | System
Time Zone | America/Godthab |  |  |  |  | System
Time Zone | America/Goose_Bay |  |  |  |  | System
Time Zone | America/Grand_Turk |  |  |  |  | System
Time Zone | America/Grenada |  |  |  |  | System
Time Zone | America/Guadeloupe |  |  |  |  | System
Time Zone | America/Guatemala |  |  |  |  | System
Time Zone | America/Guayaquil |  |  |  |  | System
Time Zone | America/Guyana |  |  |  |  | System
Time Zone | America/Halifax |  |  |  |  | System
Time Zone | America/Havana |  |  |  |  | System
Time Zone | America/Hermosillo |  |  |  |  | System
Time Zone | America/Indiana/Indianapolis |  |  |  |  | System
Time Zone | America/Indiana/Knox |  |  |  |  | System
Time Zone | America/Indiana/Marengo |  |  |  |  | System
Time Zone | America/Indiana/Vevay |  |  |  |  | System
Time Zone | America/Indianapolis |  |  |  |  | System
Time Zone | America/Inuvik |  |  |  |  | System
Time Zone | America/Iqaluit |  |  |  |  | System
Time Zone | America/Jamaica |  |  |  |  | System
Time Zone | America/Jujuy |  |  |  |  | System
Time Zone | America/Juneau |  |  |  |  | System
Time Zone | America/Kentucky/Louisville |  |  |  |  | System
Time Zone | America/Kentucky/Monticello |  |  |  |  | System
Time Zone | America/Knox_IN |  |  |  |  | System
Time Zone | America/La_Paz |  |  |  |  | System
Time Zone | America/Lima |  |  |  |  | System
Time Zone | America/Los_Angeles |  |  |  |  | System
Time Zone | America/Louisville |  |  |  |  | System
Time Zone | America/Maceio |  |  |  |  | System
Time Zone | America/Managua |  |  |  |  | System
Time Zone | America/Manaus |  |  |  |  | System
Time Zone | America/Martinique |  |  |  |  | System
Time Zone | America/Mazatlan |  |  |  |  | System
Time Zone | America/Mendoza |  |  |  |  | System
Time Zone | America/Menominee |  |  |  |  | System
Time Zone | America/Merida |  |  |  |  | System
Time Zone | America/Mexico_City |  |  |  |  | System
Time Zone | America/Miquelon |  |  |  |  | System
Time Zone | America/Monterrey |  |  |  |  | System
Time Zone | America/Montevideo |  |  |  |  | System
Time Zone | America/Montreal |  |  |  |  | System
Time Zone | America/Montserrat |  |  |  |  | System
Time Zone | America/Nassau |  |  |  |  | System
Time Zone | America/New_York |  |  |  |  | System
Time Zone | America/Nipigon |  |  |  |  | System
Time Zone | America/Nome |  |  |  |  | System
Time Zone | America/Noronha |  |  |  |  | System
Time Zone | America/North_Dakota/Center |  |  |  |  | System
Time Zone | America/Panama |  |  |  |  | System
Time Zone | America/Pangnirtung |  |  |  |  | System
Time Zone | America/Paramaribo |  |  |  |  | System
Time Zone | America/Phoenix |  |  |  |  | System
Time Zone | America/Port-au-Prince |  |  |  |  | System
Time Zone | America/Port_of_Spain |  |  |  |  | System
Time Zone | America/Porto_Acre |  |  |  |  | System
Time Zone | America/Porto_Velho |  |  |  |  | System
Time Zone | America/Puerto_Rico |  |  |  |  | System
Time Zone | America/Rainy_River |  |  |  |  | System
Time Zone | America/Rankin_Inlet |  |  |  |  | System
Time Zone | America/Recife |  |  |  |  | System
Time Zone | America/Regina |  |  |  |  | System
Time Zone | America/Rio_Branco |  |  |  |  | System
Time Zone | America/Rosario |  |  |  |  | System
Time Zone | America/Santiago |  |  |  |  | System
Time Zone | America/Santo_Domingo |  |  |  |  | System
Time Zone | America/Sao_Paulo |  |  |  |  | System
Time Zone | America/Scoresbysund |  |  |  |  | System
Time Zone | America/Shiprock |  |  |  |  | System
Time Zone | America/St_Johns |  |  |  |  | System
Time Zone | America/St_Kitts |  |  |  |  | System
Time Zone | America/St_Lucia |  |  |  |  | System
Time Zone | America/St_Thomas |  |  |  |  | System
Time Zone | America/St_Vincent |  |  |  |  | System
Time Zone | America/Swift_Current |  |  |  |  | System
Time Zone | America/Tegucigalpa |  |  |  |  | System
Time Zone | America/Thule |  |  |  |  | System
Time Zone | America/Thunder_Bay |  |  |  |  | System
Time Zone | America/Tijuana |  |  |  |  | System
Time Zone | America/Tortola |  |  |  |  | System
Time Zone | America/Vancouver |  |  |  |  | System
Time Zone | America/Virgin |  |  |  |  | System
Time Zone | America/Whitehorse |  |  |  |  | System
Time Zone | America/Winnipeg |  |  |  |  | System
Time Zone | America/Yakutat |  |  |  |  | System
Time Zone | America/Yellowknife |  |  |  |  | System
Time Zone | Antarctica/Casey |  |  |  |  | System
Time Zone | Antarctica/Davis |  |  |  |  | System
Time Zone | Antarctica/DumontDUrville |  |  |  |  | System
Time Zone | Antarctica/Mawson |  |  |  |  | System
Time Zone | Antarctica/McMurdo |  |  |  |  | System
Time Zone | Antarctica/Palmer |  |  |  |  | System
Time Zone | Antarctica/Rothera |  |  |  |  | System
Time Zone | Antarctica/South_Pole |  |  |  |  | System
Time Zone | Antarctica/Syowa |  |  |  |  | System
Time Zone | Antarctica/Vostok |  |  |  |  | System
Time Zone | Arctic/Longyearbyen |  |  |  |  | System
Time Zone | Asia/Aden |  |  |  |  | System
Time Zone | Asia/Almaty |  |  |  |  | System
Time Zone | Asia/Amman |  |  |  |  | System
Time Zone | Asia/Anadyr |  |  |  |  | System
Time Zone | Asia/Aqtau |  |  |  |  | System
Time Zone | Asia/Aqtobe |  |  |  |  | System
Time Zone | Asia/Ashgabat |  |  |  |  | System
Time Zone | Asia/Ashkhabad |  |  |  |  | System
Time Zone | Asia/Baghdad |  |  |  |  | System
Time Zone | Asia/Bahrain |  |  |  |  | System
Time Zone | Asia/Baku |  |  |  |  | System
Time Zone | Asia/Bangkok |  |  |  |  | System
Time Zone | Asia/Beirut |  |  |  |  | System
Time Zone | Asia/Bishkek |  |  |  |  | System
Time Zone | Asia/Brunei |  |  |  |  | System
Time Zone | Asia/Calcutta |  |  |  |  | System
Time Zone | Asia/Choibalsan |  |  |  |  | System
Time Zone | Asia/Chongqing |  |  |  |  | System
Time Zone | Asia/Chungking |  |  |  |  | System
Time Zone | Asia/Colombo |  |  |  |  | System
Time Zone | Asia/Dacca |  |  |  |  | System
Time Zone | Asia/Damascus |  |  |  |  | System
Time Zone | Asia/Dhaka |  |  |  |  | System
Time Zone | Asia/Dili |  |  |  |  | System
Time Zone | Asia/Dubai |  |  |  |  | System
Time Zone | Asia/Dushanbe |  |  |  |  | System
Time Zone | Asia/Gaza |  |  |  |  | System
Time Zone | Asia/Harbin |  |  |  |  | System
Time Zone | Asia/Hong_Kong |  |  |  |  | System
Time Zone | Asia/Hovd |  |  |  |  | System
Time Zone | Asia/Irkutsk |  |  |  |  | System
Time Zone | Asia/Istanbul |  |  |  |  | System
Time Zone | Asia/Jakarta |  |  |  |  | System
Time Zone | Asia/Jayapura |  |  |  |  | System
Time Zone | Asia/Jerusalem |  |  |  |  | System
Time Zone | Asia/Kabul |  |  |  |  | System
Time Zone | Asia/Kamchatka |  |  |  |  | System
Time Zone | Asia/Karachi |  |  |  |  | System
Time Zone | Asia/Kashgar |  |  |  |  | System
Time Zone | Asia/Katmandu |  |  |  |  | System
Time Zone | Asia/Krasnoyarsk |  |  |  |  | System
Time Zone | Asia/Kuala_Lumpur |  |  |  |  | System
Time Zone | Asia/Kuching |  |  |  |  | System
Time Zone | Asia/Kuwait |  |  |  |  | System
Time Zone | Asia/Macao |  |  |  |  | System
Time Zone | Asia/Macau |  |  |  |  | System
Time Zone | Asia/Magadan |  |  |  |  | System
Time Zone | Asia/Makassar |  |  |  |  | System
Time Zone | Asia/Manila |  |  |  |  | System
Time Zone | Asia/Muscat |  |  |  |  | System
Time Zone | Asia/Nicosia |  |  |  |  | System
Time Zone | Asia/Novosibirsk |  |  |  |  | System
Time Zone | Asia/Omsk |  |  |  |  | System
Time Zone | Asia/Oral |  |  |  |  | System
Time Zone | Asia/Phnom_Penh |  |  |  |  | System
Time Zone | Asia/Pontianak |  |  |  |  | System
Time Zone | Asia/Pyongyang |  |  |  |  | System
Time Zone | Asia/Qatar |  |  |  |  | System
Time Zone | Asia/Qyzylorda |  |  |  |  | System
Time Zone | Asia/Rangoon |  |  |  |  | System
Time Zone | Asia/Riyadh |  |  |  |  | System
Time Zone | Asia/Riyadh87 |  |  |  |  | System
Time Zone | Asia/Riyadh88 |  |  |  |  | System
Time Zone | Asia/Riyadh89 |  |  |  |  | System
Time Zone | Asia/Saigon |  |  |  |  | System
Time Zone | Asia/Sakhalin |  |  |  |  | System
Time Zone | Asia/Samarkand |  |  |  |  | System
Time Zone | Asia/Seoul |  |  |  |  | System
Time Zone | Asia/Shanghai |  |  |  |  | System
Time Zone | Asia/Singapore |  |  |  |  | System
Time Zone | Asia/Taipei |  |  |  |  | System
Time Zone | Asia/Tashkent |  |  |  |  | System
Time Zone | Asia/Tbilisi |  |  |  |  | System
Time Zone | Asia/Tehran |  |  |  |  | System
Time Zone | Asia/Tel_Aviv |  |  |  |  | System
Time Zone | Asia/Thimbu |  |  |  |  | System
Time Zone | Asia/Thimphu |  |  |  |  | System
Time Zone | Asia/Tokyo |  |  |  |  | System
Time Zone | Asia/Ujung_Pandang |  |  |  |  | System
Time Zone | Asia/Ulaanbaatar |  |  |  |  | System
Time Zone | Asia/Ulan_Bator |  |  |  |  | System
Time Zone | Asia/Urumqi |  |  |  |  | System
Time Zone | Asia/Vientiane |  |  |  |  | System
Time Zone | Asia/Vladivostok |  |  |  |  | System
Time Zone | Asia/Yakutsk |  |  |  |  | System
Time Zone | Asia/Yekaterinburg |  |  |  |  | System
Time Zone | Asia/Yerevan |  |  |  |  | System
Time Zone | Atlantic/Azores |  |  |  |  | System
Time Zone | Atlantic/Bermuda |  |  |  |  | System
Time Zone | Atlantic/Canary |  |  |  |  | System
Time Zone | Atlantic/Cape_Verde |  |  |  |  | System
Time Zone | Atlantic/Faeroe |  |  |  |  | System
Time Zone | Atlantic/Jan_Mayen |  |  |  |  | System
Time Zone | Atlantic/Madeira |  |  |  |  | System
Time Zone | Atlantic/Reykjavik |  |  |  |  | System
Time Zone | Atlantic/South_Georgia |  |  |  |  | System
Time Zone | Atlantic/St_Helena |  |  |  |  | System
Time Zone | Atlantic/Stanley |  |  |  |  | System
Time Zone | Australia/ACT |  |  |  |  | System
Time Zone | Australia/Adelaide |  |  |  |  | System
Time Zone | Australia/Brisbane |  |  |  |  | System
Time Zone | Australia/Broken_Hill |  |  |  |  | System
Time Zone | Australia/Canberra |  |  |  |  | System
Time Zone | Australia/Darwin |  |  |  |  | System
Time Zone | Australia/Hobart |  |  |  |  | System
Time Zone | Australia/LHI |  |  |  |  | System
Time Zone | Australia/Lindeman |  |  |  |  | System
Time Zone | Australia/Lord_Howe |  |  |  |  | System
Time Zone | Australia/Melbourne |  |  |  |  | System
Time Zone | Australia/NSW |  |  |  |  | System
Time Zone | Australia/North |  |  |  |  | System
Time Zone | Australia/Perth |  |  |  |  | System
Time Zone | Australia/Queensland |  |  |  |  | System
Time Zone | Australia/South |  |  |  |  | System
Time Zone | Australia/Sydney |  |  |  |  | System
Time Zone | Australia/Tasmania |  |  |  |  | System
Time Zone | Australia/Victoria |  |  |  |  | System
Time Zone | Australia/West |  |  |  |  | System
Time Zone | Australia/Yancowinna |  |  |  |  | System
Time Zone | BET |  |  |  |  | System
Time Zone | BST |  |  |  |  | System
Time Zone | Brazil/Acre |  |  |  |  | System
Time Zone | Brazil/DeNoronha |  |  |  |  | System
Time Zone | Brazil/East |  |  |  |  | System
Time Zone | Brazil/West |  |  |  |  | System
Time Zone | CAT |  |  |  |  | System
Time Zone | CET |  |  |  |  | System
Time Zone | CNT |  |  |  |  | System
Time Zone | CST |  |  |  |  | System
Time Zone | CST6CDT |  |  |  |  | System
Time Zone | CTT |  |  |  |  | System
Time Zone | Canada/Atlantic |  |  |  |  | System
Time Zone | Canada/Central |  |  |  |  | System
Time Zone | Canada/East-Saskatchewan |  |  |  |  | System
Time Zone | Canada/Eastern |  |  |  |  | System
Time Zone | Canada/Mountain |  |  |  |  | System
Time Zone | Canada/Newfoundland |  |  |  |  | System
Time Zone | Canada/Pacific |  |  |  |  | System
Time Zone | Canada/Saskatchewan |  |  |  |  | System
Time Zone | Canada/Yukon |  |  |  |  | System
Time Zone | Chile/Continental |  |  |  |  | System
Time Zone | Chile/EasterIsland |  |  |  |  | System
Time Zone | Cuba |  |  |  |  | System
Time Zone | EAT |  |  |  |  | System
Time Zone | ECT |  |  |  |  | System
Time Zone | EET |  |  |  |  | System
Time Zone | EST |  |  |  |  | System
Time Zone | EST5EDT |  |  |  |  | System
Time Zone | Egypt |  |  |  |  | System
Time Zone | Eire |  |  |  |  | System
Time Zone | Etc/GMT |  |  |  |  | System
Time Zone | Etc/GMT+0 |  |  |  |  | System
Time Zone | Etc/GMT+1 |  |  |  |  | System
Time Zone | Etc/GMT+10 |  |  |  |  | System
Time Zone | Etc/GMT+11 |  |  |  |  | System
Time Zone | Etc/GMT+12 |  |  |  |  | System
Time Zone | Etc/GMT+2 |  |  |  |  | System
Time Zone | Etc/GMT+3 |  |  |  |  | System
Time Zone | Etc/GMT+4 |  |  |  |  | System
Time Zone | Etc/GMT+5 |  |  |  |  | System
Time Zone | Etc/GMT+6 |  |  |  |  | System
Time Zone | Etc/GMT+7 |  |  |  |  | System
Time Zone | Etc/GMT+8 |  |  |  |  | System
Time Zone | Etc/GMT+9 |  |  |  |  | System
Time Zone | Etc/GMT-0 |  |  |  |  | System
Time Zone | Etc/GMT-1 |  |  |  |  | System
Time Zone | Etc/GMT-10 |  |  |  |  | System
Time Zone | Etc/GMT-11 |  |  |  |  | System
Time Zone | Etc/GMT-12 |  |  |  |  | System
Time Zone | Etc/GMT-13 |  |  |  |  | System
Time Zone | Etc/GMT-14 |  |  |  |  | System
Time Zone | Etc/GMT-2 |  |  |  |  | System
Time Zone | Etc/GMT-3 |  |  |  |  | System
Time Zone | Etc/GMT-4 |  |  |  |  | System
Time Zone | Etc/GMT-5 |  |  |  |  | System
Time Zone | Etc/GMT-6 |  |  |  |  | System
Time Zone | Etc/GMT-7 |  |  |  |  | System
Time Zone | Etc/GMT-8 |  |  |  |  | System
Time Zone | Etc/GMT-9 |  |  |  |  | System
Time Zone | Etc/GMT0 |  |  |  |  | System
Time Zone | Etc/Greenwich |  |  |  |  | System
Time Zone | Etc/UCT |  |  |  |  | System
Time Zone | Etc/UTC |  |  |  |  | System
Time Zone | Etc/Universal |  |  |  |  | System
Time Zone | Etc/Zulu |  |  |  |  | System
Time Zone | Europe/Amsterdam |  |  |  |  | System
Time Zone | Europe/Andorra |  |  |  |  | System
Time Zone | Europe/Athens |  |  |  |  | System
Time Zone | Europe/Belfast |  |  |  |  | System
Time Zone | Europe/Belgrade |  |  |  |  | System
Time Zone | Europe/Berlin |  |  |  |  | System
Time Zone | Europe/Bratislava |  |  |  |  | System
Time Zone | Europe/Brussels |  |  |  |  | System
Time Zone | Europe/Bucharest |  |  |  |  | System
Time Zone | Europe/Budapest |  |  |  |  | System
Time Zone | Europe/Chisinau |  |  |  |  | System
Time Zone | Europe/Copenhagen |  |  |  |  | System
Time Zone | Europe/Dublin |  |  |  |  | System
Time Zone | Europe/Gibraltar |  |  |  |  | System
Time Zone | Europe/Helsinki |  |  |  |  | System
Time Zone | Europe/Istanbul |  |  |  |  | System
Time Zone | Europe/Kaliningrad |  |  |  |  | System
Time Zone | Europe/Kiev |  |  |  |  | System
Time Zone | Europe/Lisbon |  |  |  |  | System
Time Zone | Europe/Ljubljana |  |  |  |  | System
Time Zone | Europe/London |  |  |  |  | System
Time Zone | Europe/Luxembourg |  |  |  |  | System
Time Zone | Europe/Madrid |  |  |  |  | System
Time Zone | Europe/Malta |  |  |  |  | System
Time Zone | Europe/Minsk |  |  |  |  | System
Time Zone | Europe/Monaco |  |  |  |  | System
Time Zone | Europe/Moscow |  |  |  |  | System
Time Zone | Europe/Nicosia |  |  |  |  | System
Time Zone | Europe/Oslo |  |  |  |  | System
Time Zone | Europe/Paris |  |  |  |  | System
Time Zone | Europe/Prague |  |  |  |  | System
Time Zone | Europe/Riga |  |  |  |  | System
Time Zone | Europe/Rome |  |  |  |  | System
Time Zone | Europe/Samara |  |  |  |  | System
Time Zone | Europe/San_Marino |  |  |  |  | System
Time Zone | Europe/Sarajevo |  |  |  |  | System
Time Zone | Europe/Simferopol |  |  |  |  | System
Time Zone | Europe/Skopje |  |  |  |  | System
Time Zone | Europe/Sofia |  |  |  |  | System
Time Zone | Europe/Stockholm |  |  |  |  | System
Time Zone | Europe/Tallinn |  |  |  |  | System
Time Zone | Europe/Tirane |  |  |  |  | System
Time Zone | Europe/Tiraspol |  |  |  |  | System
Time Zone | Europe/Uzhgorod |  |  |  |  | System
Time Zone | Europe/Vaduz |  |  |  |  | System
Time Zone | Europe/Vatican |  |  |  |  | System
Time Zone | Europe/Vienna |  |  |  |  | System
Time Zone | Europe/Vilnius |  |  |  |  | System
Time Zone | Europe/Warsaw |  |  |  |  | System
Time Zone | Europe/Zagreb |  |  |  |  | System
Time Zone | Europe/Zaporozhye |  |  |  |  | System
Time Zone | Europe/Zurich |  |  |  |  | System
Time Zone | GB |  |  |  |  | System
Time Zone | GB-Eire |  |  |  |  | System
Time Zone | GMT |  |  |  |  | System
Time Zone | GMT0 |  |  |  |  | System
Time Zone | Greenwich |  |  |  |  | System
Time Zone | HST |  |  |  |  | System
Time Zone | Hongkong |  |  |  |  | System
Time Zone | IET |  |  |  |  | System
Time Zone | IST |  |  |  |  | System
Time Zone | Iceland |  |  |  |  | System
Time Zone | Indian/Antananarivo |  |  |  |  | System
Time Zone | Indian/Chagos |  |  |  |  | System
Time Zone | Indian/Christmas |  |  |  |  | System
Time Zone | Indian/Cocos |  |  |  |  | System
Time Zone | Indian/Comoro |  |  |  |  | System
Time Zone | Indian/Kerguelen |  |  |  |  | System
Time Zone | Indian/Mahe |  |  |  |  | System
Time Zone | Indian/Maldives |  |  |  |  | System
Time Zone | Indian/Mauritius |  |  |  |  | System
Time Zone | Indian/Mayotte |  |  |  |  | System
Time Zone | Indian/Reunion |  |  |  |  | System
Time Zone | Iran |  |  |  |  | System
Time Zone | Israel |  |  |  |  | System
Time Zone | JST |  |  |  |  | System
Time Zone | Jamaica |  |  |  |  | System
Time Zone | Japan |  |  |  |  | System
Time Zone | Kwajalein |  |  |  |  | System
Time Zone | Libya |  |  |  |  | System
Time Zone | MET |  |  |  |  | System
Time Zone | MIT |  |  |  |  | System
Time Zone | MST |  |  |  |  | System
Time Zone | MST7MDT |  |  |  |  | System
Time Zone | Mexico/BajaNorte |  |  |  |  | System
Time Zone | Mexico/BajaSur |  |  |  |  | System
Time Zone | Mexico/General |  |  |  |  | System
Time Zone | Mideast/Riyadh87 |  |  |  |  | System
Time Zone | Mideast/Riyadh88 |  |  |  |  | System
Time Zone | Mideast/Riyadh89 |  |  |  |  | System
Time Zone | NET |  |  |  |  | System
Time Zone | NST |  |  |  |  | System
Time Zone | NZ |  |  |  |  | System
Time Zone | NZ-CHAT |  |  |  |  | System
Time Zone | Navajo |  |  |  |  | System
Time Zone | PLT |  |  |  |  | System
Time Zone | PNT |  |  |  |  | System
Time Zone | PRC |  |  |  |  | System
Time Zone | PRT |  |  |  |  | System
Time Zone | PST |  |  |  |  | System
Time Zone | PST8PDT |  |  |  |  | System
Time Zone | Pacific/Apia |  |  |  |  | System
Time Zone | Pacific/Auckland |  |  |  |  | System
Time Zone | Pacific/Chatham |  |  |  |  | System
Time Zone | Pacific/Easter |  |  |  |  | System
Time Zone | Pacific/Efate |  |  |  |  | System
Time Zone | Pacific/Enderbury |  |  |  |  | System
Time Zone | Pacific/Fakaofo |  |  |  |  | System
Time Zone | Pacific/Fiji |  |  |  |  | System
Time Zone | Pacific/Funafuti |  |  |  |  | System
Time Zone | Pacific/Galapagos |  |  |  |  | System
Time Zone | Pacific/Gambier |  |  |  |  | System
Time Zone | Pacific/Guadalcanal |  |  |  |  | System
Time Zone | Pacific/Guam |  |  |  |  | System
Time Zone | Pacific/Honolulu |  |  |  |  | System
Time Zone | Pacific/Johnston |  |  |  |  | System
Time Zone | Pacific/Kiritimati |  |  |  |  | System
Time Zone | Pacific/Kosrae |  |  |  |  | System
Time Zone | Pacific/Kwajalein |  |  |  |  | System
Time Zone | Pacific/Majuro |  |  |  |  | System
Time Zone | Pacific/Marquesas |  |  |  |  | System
Time Zone | Pacific/Midway |  |  |  |  | System
Time Zone | Pacific/Nauru |  |  |  |  | System
Time Zone | Pacific/Niue |  |  |  |  | System
Time Zone | Pacific/Norfolk |  |  |  |  | System
Time Zone | Pacific/Noumea |  |  |  |  | System
Time Zone | Pacific/Pago_Pago |  |  |  |  | System
Time Zone | Pacific/Palau |  |  |  |  | System
Time Zone | Pacific/Pitcairn |  |  |  |  | System
Time Zone | Pacific/Ponape |  |  |  |  | System
Time Zone | Pacific/Port_Moresby |  |  |  |  | System
Time Zone | Pacific/Rarotonga |  |  |  |  | System
Time Zone | Pacific/Saipan |  |  |  |  | System
Time Zone | Pacific/Samoa |  |  |  |  | System
Time Zone | Pacific/Tahiti |  |  |  |  | System
Time Zone | Pacific/Tarawa |  |  |  |  | System
Time Zone | Pacific/Tongatapu |  |  |  |  | System
Time Zone | Pacific/Truk |  |  |  |  | System
Time Zone | Pacific/Wake |  |  |  |  | System
Time Zone | Pacific/Wallis |  |  |  |  | System
Time Zone | Pacific/Yap |  |  |  |  | System
Time Zone | Poland |  |  |  |  | System
Time Zone | Portugal |  |  |  |  | System
Time Zone | ROK |  |  |  |  | System
Time Zone | SST |  |  |  |  | System
Time Zone | Singapore |  |  |  |  | System
Time Zone | SystemV/AST4 |  |  |  |  | System
Time Zone | SystemV/AST4ADT |  |  |  |  | System
Time Zone | SystemV/CST6 |  |  |  |  | System
Time Zone | SystemV/CST6CDT |  |  |  |  | System
Time Zone | SystemV/EST5 |  |  |  |  | System
Time Zone | SystemV/EST5EDT |  |  |  |  | System
Time Zone | SystemV/HST10 |  |  |  |  | System
Time Zone | SystemV/MST7 |  |  |  |  | System
Time Zone | SystemV/MST7MDT |  |  |  |  | System
Time Zone | SystemV/PST8 |  |  |  |  | System
Time Zone | SystemV/PST8PDT |  |  |  |  | System
Time Zone | SystemV/YST9 |  |  |  |  | System
Time Zone | SystemV/YST9YDT |  |  |  |  | System
Time Zone | Turkey |  |  |  |  | System
Time Zone | UCT |  |  |  |  | System
Time Zone | US/Alaska |  |  |  |  | System
Time Zone | US/Aleutian |  |  |  |  | System
Time Zone | US/Arizona |  |  |  |  | System
Time Zone | US/Central |  |  |  |  | System
Time Zone | US/East-Indiana |  |  |  |  | System
Time Zone | US/Eastern |  |  |  |  | System
Time Zone | US/Hawaii |  |  |  |  | System
Time Zone | US/Indiana-Starke |  |  |  |  | System
Time Zone | US/Michigan |  |  |  |  | System
Time Zone | US/Mountain |  |  |  |  | System
Time Zone | US/Pacific |  |  |  |  | System
Time Zone | US/Pacific-New |  |  |  |  | System
Time Zone | US/Samoa |  |  |  |  | System
Time Zone | UTC |  |  |  |  | System
Time Zone | Universal |  |  |  |  | System
Time Zone | VST |  |  |  |  | System
Time Zone | W-SU |  |  |  |  | System
Time Zone | WET |  |  |  |  | System
Time Zone | Zulu |  |  |  |  | System
TrackItemStatus | Depleted | Depleted | Depleted |  |  | System
TrackItemStatus | Disposed | Disposed | Disposed |  |  | System
TrackItemStatus | Expired | Expired | Expired |  |  | System
TrackItemStatus | Invalid | Invalid | Invalid |  |  | System
TrackItemStatus | Valid | Valid | Valid |  |  | System
TransitionRuleTypes | DateRange |  | within |  |  | System
TranslationContext | W |  |  |  |  | System
TranslationContext | button |  |  |  |  | System
TranslationContext | button.text |  |  |  |  | System
TranslationContext | column |  |  |  |  | System
TranslationContext | column.title |  |  |  |  | System
UploadSSLCols | AutoAdditions |  |  |  |  | System
UploadSSLCols | Dilution |  |  |  |  | System
UploadSSLCols | Level |  |  |  |  | System
UploadSSLCols | RunTime |  |  |  |  | System
UploadSSLCols | SampleName |  |  |  |  | System
UploadSSLCols | SampleWeight |  |  |  |  | System
UploadSSLCols | Vial |  |  |  |  | System
VisitStatus | Completed | The Visit has occurred | Completed |  |  | System
VisitStatus | Late | This Visit has completed late | Late |  |  | System
VisitStatus | Missed | This Visit has never occurred | Missed |  |  | System
VisitStatus | Pending | The Visit is scheduled | Pending |  |  | System
VisitType | Collection |  | Collection |  |  | System
VisitType | Dosing |  | Dosing |  |  | System
VisitType | Followup |  | Followup |  |  | System
VisitType | Unscheduled |  | Unscheduled |  |  | System
WICompletedStatus | Completed |  |  |  |  | System
WICompletedStatus | In Circulation |  |  |  |  | System
WICompletedStatus | Reviewed |  |  |  |  | System
WorkOrderStatus | Cancelled |  |  |  |  | System
WorkOrderStatus | Complete |  |  |  |  | System
WorkOrderStatus | Pending |  |  |  |  | System
WorkOrderStatus | Scheduled |  |  |  |  | System
WorkOrderType | CAPA |  |  |  |  | System
WorkOrderType | Dispose |  |  |  |  | System
WorkOrderType | Load |  |  |  |  | System
WorkOrderType | Move |  |  |  |  | System
WorkOrderType | Pull |  |  |  |  | System
WorkOrderType | PullInventory |  |  |  |  | System
WorkOrderType | RePull |  |  |  |  | System
WorkOrderType | Shake |  |  |  |  | System
WorkflowAddMode | P |  | Primary |  |  | System
WorkflowAddMode | W |  | Test Method |  |  | System
WorksheetContext | attributesend | After Attributes | After Attributes |  |  | System
WorksheetContext | attributesstart | Before Attributes | Before Attributes |  |  | System
WorksheetContext | dataentryend | End Data Entry | After Data Entry |  |  | System
WorksheetContext | dataentrystart | Start Data Entry | Before Data Entry |  |  | System
WorksheetContext | end | End | Postamble |  |  | System
WorksheetContext | equipmentend | End Equipment | After Equipment |  |  | System
WorksheetContext | equipmentstart | Start Equipment | Before Equipment |  |  | System
WorksheetContext | reagentsend | End Reagents | After Reagents |  |  | System
WorksheetContext | reagentsstart | Start Reagents | Before Reagents |  |  | System
WorksheetContext | sectionend | End Section | End Section |  |  | System
WorksheetContext | sectionstart | Start Section | Start Section |  |  | System
WorksheetContext | start | Start | Preamble |  |  | System
YesNoNA | N | No | No |  |  | System
YesNoNA | N/A | Not Applicable | N/A |  |  | System
YesNoNA | Y | Yes | Yes |  |  | System
ZoneType | Blank |  |  |  |  | System
ZoneType | Control |  |  |  |  | System
ZoneType | Treatment |  |  |  |  | System
ZoneType | Unknown |  |  |  |  | System
sex | F | Female | Female |  |  | System
TestVariant | TestVariant 1 |  |  |  |  | User
TestVariant | TestVariant 2 |  |  |  |  | User
TestVariant | Default |  |  |  |  | User
TestVariant | Unknown |  |  |  |  | User
TestVariant | QC |  |  |  |  | User
TestVariant | Internal |  |  |  |  | User
TestType | Chemical |  |  |  |  | User
TestType | SFL Physical |  |  |  |  | User
TestType | Microbiology |  |  |  |  | User
TestMethodGroup | TestMethodGroup 1 |  |  |  |  | User
TestMethodGroup | TestMethodGroup 2 |  |  |  |  | User
ProductCategory | ProductCategory 1 |  |  |  |  | User
ProductCategory | ProductCategory 2 |  |  |  |  | User
CivilTitle | Mr |  |  |  |  | User
CivilTitle | Ms |  |  |  |  | User
CivilTitle | Mrs |  |  |  |  | User
ContactDivision | Men |  |  |  |  | User
ContactDivision | Children |  |  |  |  | User
ContactDivision | Clothes |  |  |  |  | User
DistributionMode | Email |  |  |  |  | User
DistributionMode | Manual |  |  |  |  | User
PartnerCategory | A |  |  |  |  | User
PartnerCategory | B |  |  |  |  | User
PartnerCategory | C |  |  |  |  | User
AdditionalInfo | AdditionalInfo 1 |  |  |  |  | User
AdditionalInfo | AdditionalInfo 2 |  |  |  |  | User
InternalExternal | EXT |  |  |  |  | User
InternalExternal | INT |  |  |  |  | User
InvoiceMode | Monthly |  |  |  |  | User
InvoiceMode | By Request |  |  |  |  | User
TestingLabType | ENE | ENE |  |  |  | System
TestingLabType | FHB | Food, Health & Beauty |  |  |  | System
TestingLabType | Physical | Physical | Physical |  |  | System
TestingLabType | Microbiology | Microbiology | Microbiology |  |  | System
TestingLabType | Chemistry | Chemistry | Chemistry |  |  | System
TestingLabType | SFL | Soft Line (SFL) | Soft Line (SFL) |  |  | System
TestingLabType | HDL | Hard Line (HDL) | Hard Line (HDL) |  |  | System
WorkAreaType | Preparation | Preparation | Preparation |  |  | System
WorkAreaType | Analysis | Analysis | Analysis |  |  | System
WorkAreaType | LabBenchA | LabBenchA | LabBenchA |  |  | System
WorkAreaType | LabBenchB | LabBenchB | LabBenchB |  |  | System

## User
User A LabVantage “user” is someone who is granted access to LabVantage.
At least 8 characters with 1 Upper Case, 1 Lower Case, 1 Number and 1 Symbol
User | User Type (S=Full Named User, C=Full Concurrent User, V=Virtual Named User, I=Virtual Concurrent User, U=Unnamed User) | Full Name | Logon Name | Password | Password Expiry Date | Force Change Password | Locale | Timezone | Language | GLP | Base Department FK to Department | Default Job Type | Security Type | Authentication Type | Email | Initials | Parcel Label Printer | Parcel Label Printer Type | Sample Label Printer | Sample Label Printer Type | Specimen Label Printer | Specimen Label Printer Type

## Departments
A Department is a group of Users. Although departments can be ad-hoc, they usually represent a department, a lab or a workgroup. Departments can be assigned access to certain records, perform tests, receive samples, have custody of samples, receive bulletins, etc.
Department ID | Name | Can Receive Bulletin | Notes | GLP | Repository | Allow Temporary in Lab | Is Shipping Location | Can Have Custody | Can Take Ownership | Retain Department Access | Type | Testing Lab Type | Business Line Location | Abbreviation | Compony Code | Report Notes | Laboratory Disclaimer | Legal Entity’s Contact Disclaimer | Legal Entity Name of BL | Site | Testing Lab | Work Area | Work Area Type | Parent | SAP Lab Code | SAP Plant Code | SAP Responsible Person | SAP Cost Center | Accreditation Certificate Number | Main Lab Number | SAP Employee Number | GST Rate %

## User Departments
User Department ( To assign multiple departments to users)
User | Department | check1 | check2

## User JobTypes
User Department ( To assign multiple job types to users)
User | Job Type | check1 | check2

## Product Line
Product Line
Department ID | Name | Code

## Global Partner
Global Partner
Global Partner | Description | Category | Notes | SAP Global Partner Code

## Contact
A Contact is an individual record of Address with Contact type.
Contact | External? | Description | Status | First Name | Last Name | Middle Name | Mailing Address | Mailing Address2 | City | State | Postal Code | Country | Phone | Fax | E-Mail | Notes | Title | Division | Distribution Mode | Standard Email | Credit Check Failed | Key Account Manager

## Department Contacts
Map each Department to one or more Contacts.
Department ID | Contact | check 1 | check2

## Contact Division
Contact Division
Validation based on ContactDivision
AddressId | Buyer | Contact | Division | check1

## Buyer
A Buyer is an individual record of Address with Buyer type.
Buyer ID | Description | Type | Status | First Name | Last Name | Middle Name | Mailing Address | Mailing Address2 | City | State | Postal Code | Country | Phone | Fax | E-Mail | Notes | Invoice Type | Global Partner | Need Credit Check? | Discard Action | Retain Duration (Days) | Approved? | SAP Company Code | Is buyer? (Always YES)

## Buyer Contact
Linked a contact to a Buyer
Contact ID | Buyer ID (Buyer ID with type equals to Buyer) | Report Contact? | Attention Contact? | Invoice Contact? | Acknowledgement Contact? | Report To Contact? | Report CC Contact? | Report BCC Contact? | Attention To Contact? | Attention CC Contact? | Attention BCC Contact? | Invoice To Contact? | Invoice CC Contact? | Invoice BCC Contact? | Acknowledgment To Contact? | Acknowledgement CC Contact? | Acknowledgement BCC Contact? | check1 | check2

## Organization
An Organization is a business, supplier, vendor, or another laboratory that can be used to associate contacts, track quality of received materials, etc. Organization type can be ('Organization','AccreditedOrganization','RegulatoryAgency').
Organization ID | Description | Type | Status | First Name | Last Name | Middle Name | Mailing Address | Mailing Address2 | City | State | Postal Code | Country | Phone | Fax | E-Mail | Notes | Invoice Type | Global Partner | Need Credit Check? | Discard Action | Retain Duration (Days) | Approved? | SAP Company Code | Is buyer? (Always NO)

## Customer Site
Link a Site to a customer
Customer ID (Organization with type equals to Customer) | Site | check1 | check2

## Attributes
An "Attribute" is a property-value pair associated with an SDI |  |  |  | Information Type symbols: A= Instruction; O=Information Only; N=Standard; R=Has Information |  |  |  |  | Data Type Symbols: S=String; D=Date; N=number; O=Date Only; C=Clob
Display in UI
Attribute ID | SDC | Title | Attribute Type | Always Add | Allow Duplicates | Group | Data Type | Editor Style | Editor SDCID | Editor RefType | Default | Help | Information Text

## Customer Contact
Linked a contact to a customer
Contact ID | Customer ID (Organization with type equals to Customer) | Report Contact? | Attention Contact? | Invoice Contact? | Acknowledgement Contact? | Report To Contact? | Report CC Contact? | Report BCC Contact? | Attention To Contact? | Attention CC Contact? | Attention BCC Contact? | Invoice To Contact? | Invoice CC Contact? | Invoice BCC Contact? | Acknowledgment To Contact? | Acknowledgement CC Contact? | Acknowledgement BCC Contact? | check1 | check2

## Buyer Attributes
Attributes linked to buyers
Buyer ID | Attributes | Updateable | Hidden | Editor Style | Editor SDCID | Editor RefType | Default Value | Mandatory | Information Text | check1 | check2

## Customer Attributes
Attributes linked to Customers
Customer ID | Attributes | Updateable | Hidden | Editor Style | Editor SDCID | Editor RefType | Default Value | Mandatory | Information Text | check1 | check2

## Organization Contact
A Contact is an individual or collection of individuals within an Organization.
Contact ID | Organization(Organization with type Organization ) | check1 | check2

## Instrument Type
An Instrument Type is an abstract class of instrument; for example, "WeightBalance".
Instrument Type ID | Description | Unmanaged Instrument | Notes
Satorius Balance |  | N
Agilent GC-MS |  | N
Agilent CI-GC-MS |  | N
Agilent LC-MS |  | N
Agilent LC-DAD |  | N
Agilent UVVIS |  | N
Thermo pH-Meter |  | N
Agilent ICP-MS |  | N
Agilent LC-MS/MS |  | N
Agilent GC-MS/MS |  | N
Metrohm pH-Meter |  | N
Agilent ICP-OES |  | N

## Instrument Type Fields
An Instrument Field is a measurement parameter that is sent from the Instrument. The Field ID, which may or may not appear in an instrument response, is the name or alias given to the parameter.
Instrument Type (Fk to Instrument Type ID) | Field ID
Satorius Balance | Weight
Shimadzu Balance | Weight
Agilent LC-DAD-MS | PFOS_Conc
Agilent LC-DAD-MS | PFOSA_Conc
Agilent CI-GC-MS | N-Me-FOSA_Conc
Agilent CI-GC-MS | N-Et-FOSA_Conc
Agilent CI-GC-MS | N-Me-FOSE_Conc
Agilent CI-GC-MS | N-Et-FOSE_Conc
Agilent LC-DAD-MS | PFOA_Conc
Agilent LC-DAD-MS | PFNA_Conc
Agilent LC-DAD-MS | PFBS_Conc
Agilent LC-DAD-MS | PFDoA_Conc
Agilent LC-DAD-MS | PFTrDA_Conc
Agilent LC-DAD-MS | PFTA_Conc
Agilent LC-DAD-MS | APFO_Conc
Agilent LC-DAD-MS | PFDA_Conc
Agilent LC-DAD-MS | PFHxS_Conc
Agilent LC-DAD-MS | PFHxA_Conc
Agilent LC-DAD-MS | PFHpA_Conc
Agilent LC-DAD-MS | 10:2 FTOH_Conc
Waters LC-PDA-MS | PFOS_Conc
Waters LC-PDA-MS | PFOSA_Conc
Waters LC-PDA-MS | PFOA_Conc
Waters LC-PDA-MS | PFNA_Conc
Waters LC-PDA-MS | PFBS_Conc
Waters LC-PDA-MS | PFDoA_Conc
Waters LC-PDA-MS | PFTrDA_Conc
Waters LC-PDA-MS | PFTA_Conc
Waters LC-PDA-MS | APFO_Conc
Waters LC-PDA-MS | PFDA_Conc
Waters LC-PDA-MS | PFHxS_Conc
Waters LC-PDA-MS | PFHxA_Conc
Waters LC-PDA-MS | PFHpA_Conc
Agilent CI-GC-MS | 4:2 FTOH_Conc
Agilent CI-GC-MS | 6:2 FTOH_Conc
Agilent CI-GC-MS | 8:2 FTOH_Conc
Waters LC-PDA-MS | 10:2 FTOH_Conc
Agilent GC-MS | DMFu_Conc
Agilent GC-MS | DnBP_Conc
Agilent GC-MS | DiBP_Conc
Agilent GC-MS | DEHP_Conc
Agilent GC-MS | BBP_Conc
Agilent GC-MS | DiNP_Conc
Agilent GC-MS | DnOP_Conc
Agilent GC-MS | DiDP_Conc
Agilent GC-MS | DnHexP_Conc
Agilent GC-MS | DMEP_Conc
Agilent GC-MS | DHNUP_Conc
Agilent GC-MS | DiHepP_Conc
Agilent GC-MS | DnPP_Conc
Agilent GC-MS | DiPP_Conc
Agilent GC-MS | nPiPP_Conc
Agilent GC-MS | DPP_Conc
Agilent GC-MS | DEP_Conc
Agilent GC-MS | DnDP_Conc
Agilent GC-MS | DCHP_Conc
Agilent GC-MS | DiHexP_Conc
Agilent GC-MS | DMP_Conc
Agilent GC-MS | DnHepP_Conc
Agilent GC-MS | DnHexDP_Conc
Agilent GC-MS | DnHexODP_Conc
Agilent GC-MS | DEHA_Conc
Agilent GC-MS | DEHT_Conc
Agilent GC-MS | DBzP_Conc
Agilent GC-MS | DiOP_Conc
Agilent GC-MS | DnPrP_Conc
Agilent GC-MS | DnNP_Conc
Agilent GC-MS | DPheP_Conc
Agilent GC-MS | DINCH_Conc
Agilent GC-MS | DPHP_Conc
Agilent GC-MS | DBEP_Conc
Agilent GC-MS | DMPP_Conc
Agilent GC-MS | DEEP_Conc
Agilent GC-MS | DiUP_Conc
Agilent GC-MS | DnUP_Conc
Agilent GC-MS | DAP_Conc
Agilent GC-MS | nOnDP_Conc
Agilent LC-DAD-MS | Triphenyl phosphate_Conc
Waters LC-PDA-MS | Triphenyl phosphate_Conc
Agilent GC-MS | Tri-o-cresyl phosphate_Conc
Agilent GC-MS | Tri-m-cresyl phosphate_Conc
Agilent GC-MS | Tri-p-cresyl phosphate_Conc
Agilent GC-MS | MBP_Conc
Agilent GC-MS | MBT_Conc
Agilent GC-MS | DBT_Conc
Agilent GC-MS | TBT_Conc
Agilent GC-MS | TeBT_Conc
Agilent GC-MS | TBTO_Conc
Agilent GC-MS | MOT_Conc
Agilent GC-MS | DOT_Conc
Agilent GC-MS | TOT_Conc
Agilent GC-MS | DOTO_Conc
Agilent GC-MS | TCyT_Conc
Agilent GC-MS | MHT_Conc
Agilent GC-MS | DHT_Conc
Agilent GC-MS | DMT_Conc
Agilent GC-MS | TMT_Conc
Agilent GC-MS | TPhT_Conc
Agilent GC-MS | TPrT_Conc
Agilent GC-MS | MMT_Conc
Agilent GC-MS | DPhT_Conc
Agilent GC-MS | DPrT_Conc
Agilent LC-DAD-MS | Disperse Blue 1_Conc
Agilent LC-DAD-MS | Disperse Blue 3_Conc
Agilent LC-DAD-MS | Disperse Blue 7_Conc
Agilent LC-DAD-MS | Disperse Blue 26_Conc
Agilent LC-DAD-MS | Disperse Blue 35_Conc
Agilent LC-DAD-MS | Disperse Blue 102_Conc
Agilent LC-DAD-MS | Disperse Blue 106_Conc
Agilent LC-DAD-MS | Disperse Blue 124_Conc
Agilent LC-DAD-MS | Disperse Brown 1_Conc
Agilent LC-DAD-MS | Disperse Orange 1_Conc
Agilent LC-DAD-MS | Disperse Orange 3_Conc
Agilent LC-DAD-MS | Disperse Orange 37_Conc
Agilent LC-DAD-MS | Disperse Red 1_Conc
Agilent LC-DAD-MS | Disperse Red 11_Conc
Agilent LC-DAD-MS | Disperse Red 17_Conc
Agilent LC-DAD-MS | Disperse Yellow 1_Conc
Agilent LC-DAD-MS | Disperse Yellow 9_Conc
Agilent LC-DAD-MS | Disperse Yellow 39_Conc
Agilent LC-DAD-MS | Disperse Yellow 49_Conc
Agilent LC-DAD-MS | Disperse Yellow 23_Conc
Agilent LC-DAD-MS | Disperse Orange 149_Conc
Agilent LC-DAD-MS | Disperse Orange 61_Conc
Agilent LC-DAD-MS | Navy Blue Component 1_Conc
Agilent LC-DAD-MS | Navy Blue Component 2_Conc
Agilent LC-DAD-MS | 4-Aminoazobenzene_Conc
Agilent LC-DAD-MS | Solvent Yellow 2_Conc
Agilent LC-DAD-MS | o-Aminoazotoluene_Conc
Agilent LC-DAD-MS | Basic Red 9_Conc
Agilent LC-DAD-MS | Basic Violet 14_Conc
Agilent LC-DAD-MS | Disperse Yellow 3_Conc
Agilent LC-DAD-MS | Acid Red 26_Conc
Agilent LC-DAD-MS | Direct Black 38_Conc
Agilent LC-DAD-MS | Direct Blue 6_Conc
Agilent LC-DAD-MS | Direct Red 28_Conc
Agilent LC-DAD-MS | Disperse Orange 11_Conc
Agilent LC-DAD-MS | Acid Red 114_Conc
Agilent LC-DAD-MS | Basic Violet 1_Conc
Agilent LC-DAD-MS | Basic Violet 3_Conc
Agilent LC-DAD-MS | Acid Violet 49_Conc
Agilent LC-DAD-MS | Direct Brown 95_Conc
Agilent LC-DAD-MS | Direct Blue 15_Conc
Agilent LC-DAD-MS | Pigment Red 104_Conc
Agilent LC-DAD-MS | Pigment Yellow 34_Conc
Agilent LC-DAD-MS | Basic Green 4_Conc
Agilent LC-DAD-MS | Solvent Yellow 14_Conc
Agilent LC-DAD-MS | Direct Blue 218_Conc
Waters LC-PDA-MS | Disperse Blue 1_Conc
Waters LC-PDA-MS | Disperse Blue 3_Conc
Waters LC-PDA-MS | Disperse Blue 7_Conc
Waters LC-PDA-MS | Disperse Blue 26_Conc
Waters LC-PDA-MS | Disperse Blue 35_Conc
Waters LC-PDA-MS | Disperse Blue 102_Conc
Waters LC-PDA-MS | Disperse Blue 106_Conc
Waters LC-PDA-MS | Disperse Blue 124_Conc
Waters LC-PDA-MS | Disperse Brown 1_Conc
Waters LC-PDA-MS | Disperse Orange 1_Conc
Waters LC-PDA-MS | Disperse Orange 3_Conc
Waters LC-PDA-MS | Disperse Orange 37_Conc
Waters LC-PDA-MS | Disperse Red 1_Conc
Waters LC-PDA-MS | Disperse Red 11_Conc
Waters LC-PDA-MS | Disperse Red 17_Conc
Waters LC-PDA-MS | Disperse Yellow 1_Conc
Waters LC-PDA-MS | Disperse Yellow 9_Conc
Waters LC-PDA-MS | Disperse Yellow 39_Conc
Waters LC-PDA-MS | Disperse Yellow 49_Conc
Waters LC-PDA-MS | Disperse Yellow 23_Conc
Waters LC-PDA-MS | Disperse Orange 149_Conc
Waters LC-PDA-MS | Disperse Orange 61_Conc
Waters LC-PDA-MS | Navy Blue Component 1_Conc
Waters LC-PDA-MS | Navy Blue Component 2_Conc
Waters LC-PDA-MS | 4-Aminoazobenzene_Conc
Waters LC-PDA-MS | Solvent Yellow 2_Conc
Waters LC-PDA-MS | o-Aminoazotoluene_Conc
Waters LC-PDA-MS | Basic Red 9_Conc
Waters LC-PDA-MS | Basic Violet 14_Conc
Waters LC-PDA-MS | Disperse Yellow 3_Conc
Waters LC-PDA-MS | Acid Red 26_Conc
Waters LC-PDA-MS | Direct Black 38_Conc
Waters LC-PDA-MS | Direct Blue 6_Conc
Waters LC-PDA-MS | Direct Red 28_Conc
Waters LC-PDA-MS | Disperse Orange 11_Conc
Waters LC-PDA-MS | Acid Red 114_Conc
Waters LC-PDA-MS | Basic Violet 1_Conc
Waters LC-PDA-MS | Basic Violet 3_Conc
Waters LC-PDA-MS | Acid Violet 49_Conc
Waters LC-PDA-MS | Direct Brown 95_Conc
Waters LC-PDA-MS | Direct Blue 15_Conc
Waters LC-PDA-MS | Pigment Red 104_Conc
Waters LC-PDA-MS | Pigment Yellow 34_Conc
Waters LC-PDA-MS | Basic Green 4_Conc
Waters LC-PDA-MS | Solvent Yellow 14_Conc
Waters LC-PDA-MS | Direct Blue 218_Conc
Agilent GC-MS | 2.4.5-Trichlorophenol_Conc
Agilent GC-MS | 2.4.6-Trichlorophenol_Conc
Agilent GC-MS | 2.3.4-Trichlorophenol_Conc
Agilent GC-MS | 2.3.5-Trichlorophenol_Conc
Agilent GC-MS | 2.3.6-Trichlorophenol_Conc
Agilent GC-MS | 3.4.5-Trichlorophenol_Conc
Agilent GC-MS | 2.3.5.6-Tetrachlorophenol_Conc
Agilent GC-MS | 2.3.4.6-Tetrachlorophenol_Conc
Agilent GC-MS | 2.3.4.5-Tetrachlorophenol_Conc
Agilent GC-MS | Pentachlorophenol_Conc
Agilent GC-MS | o-Phenylphenol_Conc
Agilent GC-MS | 2-Chlorophenol_Conc
Agilent GC-MS | 3-Chlorophenol_Conc
Agilent GC-MS | 4-Chlorophenol_Conc
Agilent GC-MS | 2.3-Dichlorophenol_Conc
Agilent GC-MS | 2.4-Dichlorophenol_Conc
Agilent GC-MS | 2.5-Dichlorophenol_Conc
Agilent GC-MS | 2.6-Dichlorophenol_Conc
Agilent GC-MS | 3.4-Dichlorophenol_Conc
Agilent GC-MS | 3.5-Dichlorophenol_Conc
Agilent GC-MS | 4-Nonylphenol_Conc
Agilent GC-MS | 4-n-Nonylphenol_Conc
Agilent GC-MS | 4-tert-Octylphenol_Conc
Agilent GC-MS | 4-n-Octylphenol_Conc
Agilent LC-DAD-MS | 4-Nonylphenol_Conc
Agilent LC-DAD-MS | 4-n-Nonylphenol_Conc
Agilent LC-DAD-MS | 4-tert-Octylphenol_Conc
Agilent LC-DAD-MS | 4-n-Octylphenol_Conc
Agilent LC-DAD-MS | NPEO_Conc
Agilent LC-DAD-MS | IGEPAL CO-630_Conc
Agilent LC-DAD-MS | 4-Nonylphenol ethoxylate_Conc
Agilent LC-DAD-MS | OPEO_Conc
Agilent LC-DAD-MS | Triton X-100_Conc
Agilent LC-DAD-MS | Octylphenol ethoxylate_Conc
Agilent LC-DAD-MS | p-Phenylphenol_Conc
Waters LC-PDA-MS | 4-Nonylphenol_Conc
Waters LC-PDA-MS | 4-n-Nonylphenol_Conc
Waters LC-PDA-MS | 4-tert-Octylphenol_Conc
Waters LC-PDA-MS | 4-n-Octylphenol_Conc
Waters LC-PDA-MS | NPEO_Conc
Waters LC-PDA-MS | IGEPAL CO-630_Conc
Waters LC-PDA-MS | 4-Nonylphenol ethoxylate_Conc
Waters LC-PDA-MS | OPEO_Conc
Waters LC-PDA-MS | Triton X-100_Conc
Waters LC-PDA-MS | Octylphenol ethoxylate_Conc
Waters LC-PDA-MS | p-Phenylphenol_Conc
Agilent GC-MS | 2.4-Diaminotoluene_Conc
Agilent GC-MS | o-Toluidine_Conc
Agilent GC-MS | Benzidine_Conc
Agilent GC-MS | 4-Chloroaniline_Conc
Agilent GC-MS | 3.3-Dimethoxybenzidine_Conc
Agilent GC-MS | 3.3-Dimethylbenzidine_Conc
Agilent GC-MS | 4-Aminobiphenyl_Conc
Agilent GC-MS | p-Cresidine_Conc
Agilent GC-MS | o-Anisidine_Conc
Agilent GC-MS | 2.4-Xylidine_Conc
Agilent GC-MS | 4.4-Methylenedianiline_Conc
Agilent GC-MS | 4-Chloro-o-toluidine_Conc
Agilent GC-MS | 2.4-Diaminoanisole_Conc
Agilent GC-MS | 2.2-Dichloro-4.4-methylenedianiline_Conc
Agilent GC-MS | 2.4.5-Trimethylaniline_Conc
Agilent GC-MS | 4.4-Oxydianiline_Conc
Agilent GC-MS | 2.6-Xylidine_Conc
Agilent GC-MS | 3.3-Dichlorobenzidine_Conc
Agilent GC-MS | 2-Naphthylamine_Conc
Agilent GC-MS | 4.4-Methylenedi-o-toluidine_Conc
Agilent GC-MS | 4.4-Thiodianiline_Conc
Agilent GC-MS | 5-Nitro-o-toluidine_Conc
Agilent GC-MS | p-Phenylenediamine_Conc
Agilent GC-MS | Aniline_Conc
Agilent GC-MS | 4-Chloro-o-toluidine HCl_Conc
Agilent GC-MS | 2-Naphtylammonium acetate_Conc
Agilent GC-MS | 2.4-Diaminoanisole sulphate_Conc
Agilent GC-MS | 2.4.5-Trimethylaniline HCl_Conc
Agilent GC-MS | 2-Chlorotoluene_Conc
Agilent GC-MS | 3-Chlorotoluene_Conc
Agilent GC-MS | 4-Chlorotoluene_Conc
Agilent GC-MS | 2.3-Dichlorotoluene_Conc
Agilent GC-MS | 2.4-Dichlorotoluene_Conc
Agilent GC-MS | 2.5-Dichlorotoluene_Conc
Agilent GC-MS | 2.6-Dichlorotoluene_Conc
Agilent GC-MS | 3.4-Dichlorotoluene_Conc
Agilent GC-MS | 2.3.6-Trichlorotoluene_Conc
Agilent GC-MS | 2.4.5-Trichlorotoluene_Conc
Agilent GC-MS | Pentachlorotoluene_Conc
Agilent GC-MS | a.a.2.4-Tetrachlorotoluene_Conc
Agilent GC-MS | a.a.a.4-Tetrachlorotoluene_Conc
Agilent GC-MS | a.a.2.6-Tetrachlorotoluene_Conc
Agilent GC-MS | 1.2-Dichlorobenzene_Conc
Agilent GC-MS | 1.3-Dichlorobenzene_Conc
Agilent GC-MS | 1.4-Dichlorobenzene_Conc
Agilent GC-MS | 1.2.3-Trichlorobenzene_Conc
Agilent GC-MS | 1.2.4-Trichlorobenzene_Conc
Agilent GC-MS | 1.3.5-Trichlorobenzene_Conc
Agilent GC-MS | 1.2.3.4-Tetrachlorobenzene_Conc
Agilent GC-MS | 1.2.3.5-Tetrachlorobenzene_Conc
Agilent GC-MS | 1.2.4.5-Tetrachlorobenzene_Conc
Agilent GC-MS | Pentachlorobenzene_Conc
Agilent GC-MS | Hexachlorobenzene_Conc
Agilent GC-MS | Tetrachloromethane_Conc
Agilent GC-MS | Tetrachloroethane_Conc
Agilent GC-MS | Pentachloroethane_Conc
Agilent GC-MS | 4-Nitrobiphenyl_Conc
Agilent GC-MS | a.a.a-Trichlorotoluene_Conc
Agilent GC-MS | a-Chlorotoluene_Conc
Agilent GC-MS | 2.3.4.5-Tetrachlorotoluene_Conc
Agilent GC-MS | 2.3.4.6-Tetrachlorotoluene_Conc
Agilent GC-MS | 2.3.5.6-Tetrachlorotoluene_Conc
Agilent GC-MS | Benzo(a)pyrene_Conc
Agilent GC-MS | Benzo(e)pyrene_Conc
Agilent GC-MS | Benzo(a)anthracene_Conc
Agilent GC-MS | Dibenzo(a.h)anthracene_Conc
Agilent GC-MS | Benzo(b)fluoranthene_Conc
Agilent GC-MS | Benzo(j)fluoranthene_Conc
Agilent GC-MS | Benzo(k)fluoranthene_Conc
Agilent GC-MS | Chrysene_Conc
Agilent GC-MS | Acenaphthylene_Conc
Agilent GC-MS | Anthracene_Conc
Agilent GC-MS | Benzo(ghi)perylene_Conc
Agilent GC-MS | Fluoranthene_Conc
Agilent GC-MS | Fluroene_Conc
Agilent GC-MS | Indeno(1.2.3-cd)pyrene_Conc
Agilent GC-MS | Phenanthrene_Conc
Agilent GC-MS | Pyrene_Conc
Agilent GC-MS | Dibenzo(a.e)pyrene_Conc
Agilent GC-MS | Dibenzo(a.h)pyrene_Conc
Agilent GC-MS | Dibenzo(a.i)pyrene_Conc
Agilent GC-MS | Dibenzo(a.l)pyrene_Conc
Agilent GC-MS | 1-Methylpyrene_Conc
Agilent GC-MS | Cyclopenta(cd)pyrene_Conc
Agilent GC-MS | Anthanthrene_Conc
Agilent GC-MS | Benzo(c)fluorene_Conc
Agilent GC-MS | Benzo(b)naphtho(2.1-d)thiophene_Conc
Agilent GC-MS | 5-Methylchrysene_Conc
Agilent GC-MS | Quinoline_Conc
Agilent LC-DAD-MS | Quinoline_Conc
Waters LC-PDA-MS | Quinoline_Conc
Agilent GC-MS | DecaBB_Conc
Agilent GC-MS | DecaBDE_Conc
Agilent CI-GC-MS | SCCP_Conc
Waters LC-PDA-MS | TRIS_Conc
Waters LC-PDA-MS | TEPA_Conc
Waters LC-PDA-MS | TCPP_Conc
Waters LC-PDA-MS | HBCDD_Conc
Waters LC-PDA-MS | TBBPA_Conc
Waters LC-PDA-MS | TDCPP_Conc
Waters LC-PDA-MS | TCEP_Conc
Waters LC-PDA-MS | BDBPP_Conc
Agilent GC-MS | MonoBB_Conc
Agilent GC-MS | DiBB_Conc
Agilent GC-MS | TriBB_Conc
Agilent GC-MS | TetraBB_Conc
Agilent GC-MS | PentaBB_Conc
Agilent GC-MS | HexaBB_Conc
Agilent GC-MS | HeptaBB_Conc
Agilent GC-MS | OctaBB_Conc
Agilent GC-MS | NonaBB_Conc
Agilent GC-MS | MonoBDE_Conc
Agilent GC-MS | DiBDE_Conc
Agilent GC-MS | TriBDE_Conc
Agilent GC-MS | TetraBDE_Conc
Agilent GC-MS | PentaBDE_Conc
Agilent GC-MS | HexaBDE_Conc
Agilent GC-MS | HeptaBDE_Conc
Agilent GC-MS | OctaBDE_Conc
Agilent GC-MS | NonaBDE_Conc
Agilent LC-DAD-MS | TXP_Conc
Waters LC-PDA-MS | TXP_Conc
Agilent GC-MS | EH-TBB_Conc
Agilent GC-MS | BEH-TEBP_Conc
Waters LC-PDA-MS | V6_Conc
Agilent LC-DAD-MS | BPDPP_Conc
Agilent LC-DAD-MS | DBPPP_Conc
Agilent LC-DAD-MS | TBPP_Conc
Agilent LC-DAD-MS | TPT_Conc
Waters LC-PDA-MS | BPDPP_Conc
Waters LC-PDA-MS | DBPPP_Conc
Waters LC-PDA-MS | TBPP_Conc
Waters LC-PDA-MS | TPT_Conc
Agilent ICP-MS | Al_Conc
Agilent ICP-MS | Sb_Conc
Agilent ICP-MS | Cd_Conc
Agilent ICP-MS | As_Conc
Agilent ICP-MS | Cr_Conc
Agilent ICP-MS | Hg_Conc
Agilent ICP-MS | Co_Conc
Agilent ICP-MS | Cu_Conc
Agilent ICP-MS | Ti_Conc
Agilent ICP-MS | Zr_Conc
Agilent ICP-MS | Ni_Conc
Agilent ICP-MS | Ba_Conc
Agilent ICP-MS | Ca_Conc
Agilent ICP-MS | Fe_Conc
Agilent ICP-MS | Mn_Conc
Agilent ICP-MS | Mg_Conc
Agilent ICP-MS | Mo_Conc
Agilent ICP-MS | K_Conc
Agilent ICP-MS | Se_Conc
Agilent ICP-MS | Zn_Conc
Agilent ICP-MS | Sn_Conc
Agilent ICP-MS | Na_Conc
Agilent ICP-MS | Ag_Conc
Agilent ICP-MS | V_Conc
Agilent ICP-MS | Be_Conc
Agilent ICP-MS | Li_Conc
Agilent ICP-MS | Tl_Conc
Agilent ICP-MS | Si_Conc
Agilent ICP-MS | Pb_Conc
Agilent ICP-MS | S_Conc
Agilent ICP-MS | C_Conc
Agilent ICP-MS | Sr_Conc
Agilent ICP-MS | Ta_Conc
Agilent ICP-MS | B_Conc
Agilent ICP-MS | Cr III_Conc
Agilent ICP-MS | Cr VI_Conc
Agilent UVVIS | Cr VI_Conc
Dionex IC | Cr VI_Conc
Agilent ICP-MS | Br_Conc
Dionex IC | Br_Conc
Agilent ICP-MS | N_Conc
Agilent ICP-MS | O_Conc
Agilent ICP-MS | Pt_Conc
Agilent ICP-MS | Hf_Conc
Agilent GC-MS | Trichloromethane_Conc
Agilent GC-MS | Dichloromethane_Conc
Agilent GC-MS | Tetrachloroethylene_Conc
Agilent GC-MS | Trichloroethylene_Conc
Agilent GC-MS | Toluene_Conc
Agilent GC-MS | 3-Methylphenol_Conc
Agilent GC-MS | Dimethylformamide_Conc
Agilent GC-MS | Cyclohexane_Conc
Agilent GC-MS | Tetrahydrofuran_Conc
Agilent GC-MS | Phenol_Conc
Agilent GC-MS | Benzene_Conc
Agilent GC-MS | 1.1.1-Trichloroethane_Conc
Agilent GC-MS | Acetone_Conc
Agilent GC-MS | Cyclohexanone_Conc
Agilent GC-MS | Ethyl acetate_Conc
Agilent GC-MS | Isophorone_Conc
Agilent GC-MS | Butanone_Conc
Agilent GC-MS | Formamide_Conc
Agilent GC-MS | 2-Phenyl-2-propanol_Conc
Agilent GC-MS | Acetophenone_Conc
Agilent GC-MS | Dimethylacetamide_Conc
Agilent GC-MS | 1-Methyl-2-pyrrolidone_Conc
Agilent GC-MS | Bis(2-methoxyethyl) ether_Conc
Agilent GC-MS | Ethylbenzene_Conc
Agilent GC-MS | Naphthalene_Conc
Agilent GC-MS | 1.1.1.2-Tetrachloroethane_Conc
Agilent GC-MS | 2-Methylphenol_Conc
Agilent GC-MS | 4-Methylphenol_Conc
Agilent GC-MS | Styrene_Conc
Agilent GC-MS | 1.1.2-Trichloroethane_Conc
Agilent GC-MS | Hexachloroethane_Conc
Agilent GC-MS | 1.1-Dichloroethene_Conc
Agilent GC-MS | 1.2-Dichloroethane_Conc
Agilent GC-MS | 1.2.3-Trichlorpropane_Conc
Agilent GC-MS | Methanol_Conc
Agilent GC-MS | n-Hexane_Conc
Agilent LC-DAD | 2-MBT_Conc
Agilent UVVIS | Formaldehyde_Conc
Agilent LC-DAD | Formaldehyde_Conc
Agilent CI-GC-MS | MCCP_Conc
Agilent GC-MS | NDMA_Conc
Agilent GC-MS | NDEA_Conc
Agilent GC-MS | NDPA_Conc
Agilent GC-MS | NDBA_Conc
Agilent GC-MS | NPIP_Conc
Agilent GC-MS | NPYR_Conc
Agilent GC-MS | NMOR_Conc
Agilent GC-MS | NDBzA_Conc
Agilent GC-MS | NDiNA_Conc
Agilent GC-MS | NMPhA_Conc
Agilent GC-MS | NEPhA_Conc
Agilent GC-MS | NDiPA_Conc
Agilent GC-MS | NDiBA_Conc
Agilent GC-MS | NDELA_Conc
Agilent LC-DAD-MS | Bisphenol A _Conc
Agilent LC-DAD-MS | Solvent Violet 8_Conc
Agilent LC-DAD-MS | Michlers ketone_Conc
Agilent LC-DAD-MS | Solvent Blue 4_Conc
Agilent LC-DAD-MS | Michlers base_Conc
Waters LC-PDA-MS | Bisphenol A _Conc
Waters LC-PDA-MS | Solvent Violet 8_Conc
Waters LC-PDA-MS | Michlers ketone_Conc
Waters LC-PDA-MS | Solvent Blue 4_Conc
Waters LC-PDA-MS | Michlers base_Conc
Agilent LC-DAD | OIT_Conc
Agilent LC-DAD | TCMTB_Conc
Agilent LC-DAD | CMK_Conc
Agilent LC-DAD | Triclosan_Conc
Agilent LC-DAD | Methylchloroisothiazolinone_Conc
Agilent ICP-MS | Nickel release_Conc
Agilent GC-MS | Acrylonitrile_Conc
Agilent GC-MS | Benzo(b+j)fluoranthene (Sum)_Conc
Agilent GC-MS | 2.5- and 2.6-Dichlorotoluene (Sum)_Conc
Agilent GC-MS | 2.3- and 3.4-Dichlorotoluene (Sum)_Conc
Agilent GC-MS | 2.4- and 2.5-Dichlorophenol (Sum)_Conc
Agilent GC-MS | 2-Chloro-5-methylphenol_Conc
Agilent GC-MS | 4-Chloro-2-methylphenol_Conc
Agilent GC-MS | 5-Chloro-2-methylphenol_Conc
Dionex IC | Cl_Conc
Agilent GC-MS | Butylated hydroxytoluene_Conc
Spectro ICP-OES | Al_Conc
Spectro ICP-OES | Sb_Conc
Spectro ICP-OES | Cd_Conc
Spectro ICP-OES | As_Conc
Spectro ICP-OES | Cr_Conc
Spectro ICP-OES | Hg_Conc
Spectro ICP-OES | Co_Conc
Spectro ICP-OES | Cu_Conc
Spectro ICP-OES | Ti_Conc
Spectro ICP-OES | Zr_Conc
Spectro ICP-OES | Ni_Conc
Spectro ICP-OES | Ba_Conc
Spectro ICP-OES | Ca_Conc
Spectro ICP-OES | Fe_Conc
Spectro ICP-OES | Mn_Conc
Spectro ICP-OES | Mg_Conc
Spectro ICP-OES | Mo_Conc
Spectro ICP-OES | K_Conc
Spectro ICP-OES | Se_Conc
Spectro ICP-OES | Zn_Conc
Spectro ICP-OES | Sn_Conc
Spectro ICP-OES | Na_Conc
Spectro ICP-OES | Ag_Conc
Spectro ICP-OES | V_Conc
Spectro ICP-OES | Be_Conc
Spectro ICP-OES | Li_Conc
Spectro ICP-OES | Tl_Conc
Spectro ICP-OES | Si_Conc
Spectro ICP-OES | Pb_Conc
Spectro ICP-OES | S_Conc
Spectro ICP-OES | C_Conc
Spectro ICP-OES | Sr_Conc
Spectro ICP-OES | Ta_Conc
Spectro ICP-OES | B_Conc
Spectro ICP-OES | Cr III_Conc
Spectro ICP-OES | Cr VI_Conc
Waters LC-PDA-MS | POSF_Conc
Waters LC-PDA-MS | 8:2 FTS_Conc
Waters LC-PDA-MS | Me-PFOA_Conc
Waters LC-PDA-MS | Et-PFOA_Conc
Waters LC-PDA-MS | 8:2 FTA_Conc
Waters LC-PDA-MS | 8:2 FTMA_Conc
Agilent GC-MS | BBMP_Conc

## Instrument Model
An Instrument Model is a specific model of an Instrument Type. For example, the "WB-200" and "WB-500" models might have an Instrument Type of "WeightBalance".
Instrument Model ID | Description (Instrument Model Description) | Instrument Type (Fk to Instrument Type ID) | Connection Time out (number of ms) | Unmanaged Instrument Model | Notes
CPA225D |  | Satorius Balance
BSA224S |  | Satorius Balance
Practum224-1CN |  | Satorius Balance
7890A/5975C/7697A |  | Agilent GC-MS
7890A/5975C |  | Agilent GC-MS
7890B/5977C |  | Agilent GC-MS
7890A/5977A/G2397A |  | Agilent CI-GC-MS
7890B/7000D |  | Agilent GC-MS/MS
1290/6420 |  | Agilent LC-MS/MS
1260 |  | Agilent LC-DAD
1260/6120 |  | Agilent LC-MS
1100 |  | Agilent LC-DAD
Cary 100 |  | Agilent UVVIS
Cary 60 |  | Agilent UVVIS
5110 |  | Agilent ICP-OES
867 |  | Metrohm pH-Meter
310P-01 |  | Thermo pH-Meter

## Instrument
An Instrument represents a specific, physical instrument of a particular Instrument Type and Model.
Instrument ID | Description | Instrument Model ID (Fk to Instrument Model) | Instrument Type (Fk to Instrument Type) | Status (Available/ Unavailable) | Instrument Part? (Y or N) | Parent Instrument ID (Fk to Instrument ID if this is an Instrument Part) | Host Name | Host Port (number) | In Service? (Y or N) | Certification Required? | Certification Overrides Permitted (Y or N) | Testing Lab | Work Area | Track Usage (Y or N) | Track And Schedule by Time (Y or N) | Default Usage Time per Use (Minutes) | Auto detect Usage on (Simple Instrument Reading/DataSet DataEntry/None | Serial Number | Purchase Date (Format is mm/dd/yyyy) | Cost (Number) | Service Contract? (Y or N) | Location | Notes | Check1 | Check2
INST_XMN_CHN_00001 | 66-01-2013-001_GCMS | 7890A/5975C/7697A | Agilent GC-MS | Available | N |  |  |  | Y | No | Y | XMN-PS-LAB-CH | XMN-PS-LAB-CH-ORG |  |  |  | DataSet DataEntry | US13052A13 |  |  |  | 424 |  | 7890A/5975C/7697A | Agilent GC-MS
INST_XMN_CHN_00002 | 66-01-2013-002_GCMS | 7890A/5975C | Agilent GC-MS | Available | N |  |  |  | Y | No | Y | XMN-PS-LAB-CH | XMN-PS-LAB-CH-ORG |  |  |  | DataSet DataEntry | US13052A09 |  |  |  | 424 |  | 7890A/5975C | Agilent GC-MS
INST_XMN_CHN_00003 | 66-01-2013-003_GCMS | 7890A/5975C | Agilent GC-MS | Available | N |  |  |  | Y | No | Y | XMN-PS-LAB-CH | XMN-PS-LAB-CH-ORG |  |  |  | DataSet DataEntry | US13052A11 |  |  |  | 424 |  | 7890A/5975C | Agilent GC-MS
INST_XMN_CHN_00004 | 66-01-2013-004_GCMS | 7890A/5975C | Agilent GC-MS | Available | N |  |  |  | Y | No | Y | XMN-PS-LAB-CH | XMN-PS-LAB-CH-ORG |  |  |  | DataSet DataEntry | US13052A05 |  |  |  | 424 |  | 7890A/5975C | Agilent GC-MS
INST_XMN_CHN_00005 | 66-01-2013-005_GCMS | 7890A/5975C | Agilent GC-MS | Available | N |  |  |  | Y | No | Y | XMN-PS-LAB-CH | XMN-PS-LAB-CH-ORG |  |  |  | DataSet DataEntry | US13052A06 |  |  |  | 424 |  | 7890A/5975C | Agilent GC-MS
INST_XMN_CHN_00006 | 66-01-2013-006_GCMS | 7890A/5975C | Agilent GC-MS | Available | N |  |  |  | Y | No | Y | XMN-PS-LAB-CH | XMN-PS-LAB-CH-ORG |  |  |  | DataSet DataEntry | US13052A12 |  |  |  | 424 |  | 7890A/5975C | Agilent GC-MS
INST_XMN_CHN_00007 | 66-01-2013-007_GC-CI-MS | 7890A/5977A/G2397A | Agilent CI-GC-MS | Available | N |  |  |  | Y | No | Y | XMN-PS-LAB-CH | XMN-PS-LAB-CH-ORG |  |  |  | DataSet DataEntry | US1526N504 |  |  |  | 424 |  | 7890A/5977A/G2397A | Agilent CI-GC-MS
INST_XMN_CHN_00008 | 66-01-2013-008_LC-DAD | 1260 | Agilent LC-DAD | Available | N |  |  |  | Y | No | Y | XMN-PS-LAB-CH | XMN-PS-LAB-CH-ORG |  |  |  | DataSet DataEntry | DEAA201554 |  |  |  | 424 |  | 1260 | Agilent LC-DAD
INST_XMN_CHN_00009 | 66-01-2013-009_LC-MS | 1260/6120 | Agilent LC-MS | Available | N |  |  |  | Y | No | Y | XMN-PS-LAB-CH | XMN-PS-LAB-CH-ORG |  |  |  | DataSet DataEntry | SG13054102 |  |  |  | 424 |  | 1260/6120 | Agilent LC-MS
INST_XMN_CHN_00010 | 66-01-2013-010_LCQQQ | 1290/6420 | Agilent LC-MS/MS | Available | N |  |  |  | Y | No | Y | XMN-PS-LAB-CH | XMN-PS-LAB-CH-ORG |  |  |  | DataSet DataEntry | SG13027001 |  |  |  | 424 |  | 1290/6420 | Agilent LC-MS/MS
INST_XMN_CHN_00011 | 66-01-2013-011_UV-Vis | Cary 100 | Agilent UVVIS | Available | N |  |  |  | Y | No | Y | XMN-PS-LAB-CH | XMN-PS-LAB-CH-INO |  |  |  | DataSet DataEntry | MY12480005 |  |  |  | 426 |  | Cary 100 | Agilent UVVIS
INST_XMN_CHN_00012 | 66-01-2013-014_Balance | CPA225D | Satorius Balance | Available | N |  |  |  | Y | No | Y | XMN-PS-LAB-CH | XMN-PS-LAB-CH-GS |  |  |  | Simple Instrument Reading | 28790709 |  |  |  | Weighing room |  | CPA225D | Satorius Balance
INST_XMN_CHN_00013 | 66-01-2013-015_Balance | BSA224S | Satorius Balance | Available | N |  |  |  | Y | No | Y | XMN-PS-LAB-CH | XMN-PS-LAB-CH-GS |  |  |  | Simple Instrument Reading | 28493176 |  |  |  | Weighing room |  | BSA224S | Satorius Balance
INST_XMN_CHN_00014 | 66-01-2014-002_Balance | Practum224-1CN | Satorius Balance | Available | N |  |  |  | Y | No | Y | XMN-PS-LAB-CH | XMN-PS-LAB-CH-GS |  |  |  | Simple Instrument Reading | 29690413 |  |  |  | Weighing room |  | Practum224-1CN | Satorius Balance
INST_XMN_CHN_00015 | 66-01-2014-007_GCMS | 7890B/5977C | Agilent GC-MS | Available | N |  |  |  | Y | No | Y | XMN-PS-LAB-CH | XMN-PS-LAB-CH-ORG |  |  |  | DataSet DataEntry | US1407L208 |  |  |  | 424 |  | 7890B/5977C | Agilent GC-MS
INST_XMN_CHN_00016 | 66-01-2014-008_GCMS | 7890B/5977C | Agilent GC-MS | Available | N |  |  |  | Y | No | Y | XMN-PS-LAB-CH | XMN-PS-LAB-CH-ORG |  |  |  | DataSet DataEntry | US1408L206 |  |  |  | 424 |  | 7890B/5977C | Agilent GC-MS
INST_XMN_CHN_00017 | 66-01-2014-009_GCMS | 7890B/5977C | Agilent GC-MS | Available | N |  |  |  | Y | No | Y | XMN-PS-LAB-CH | XMN-PS-LAB-CH-ORG |  |  |  | DataSet DataEntry | US1407L224 |  |  |  | 424 |  | 7890B/5977C | Agilent GC-MS
INST_XMN_CHN_00018 | 66-01-2014-015_Thermo pH | 310P-01 | Thermo pH-Meter | Available | N |  |  |  | Y | No | Y | XMN-PS-LAB-CH | XMN-PS-LAB-CH-INO |  |  |  | Simple Instrument Reading | X19831 |  |  |  | 427 |  | 310P-01 | Thermo pH-Meter
INST_XMN_CHN_00019 | 66-01-2015-008_GCMS | 7890B/5977C | Agilent GC-MS | Available | N |  |  |  | Y | No | Y | XMN-PS-LAB-CH | XMN-PS-LAB-CH-ORG |  |  |  | DataSet DataEntry | US1523L404 |  |  |  | 424 |  | 7890B/5977C | Agilent GC-MS
INST_XMN_CHN_00020 | 66-01-2015-009_GCMS | 7890B/5977C | Agilent GC-MS | Available | N |  |  |  | Y | No | Y | XMN-PS-LAB-CH | XMN-PS-LAB-CH-ORG |  |  |  | DataSet DataEntry | US1523L409 |  |  |  | 424 |  | 7890B/5977C | Agilent GC-MS
INST_XMN_CHN_00021 | 66-01-2015-010_GCMS | 7890B/5977C | Agilent GC-MS | Available | N |  |  |  | Y | No | Y | XMN-PS-LAB-CH | XMN-PS-LAB-CH-ORG |  |  |  | DataSet DataEntry | US1523L416 |  |  |  | 424 |  | 7890B/5977C | Agilent GC-MS
INST_XMN_CHN_00022 | 66-01-2015-016_Balance | Practum224-1CN | Satorius Balance | Available | N |  |  |  | Y | No | Y | XMN-PS-LAB-CH | XMN-PS-LAB-CH-GS |  |  |  | Simple Instrument Reading | 33191164 |  |  |  | Weighing room |  | Practum224-1CN | Satorius Balance
INST_XMN_CHN_00023 | 66-01-2016-033_Balance | Practum224-1CN | Satorius Balance | Available | N |  |  |  | Y | No | Y | XMN-PS-LAB-CH | XMN-PS-LAB-CH-GS |  |  |  | Simple Instrument Reading | 33791465 |  |  |  | Weighing room |  | Practum224-1CN | Satorius Balance
INST_XMN_CHN_00024 | 66-01-2016-036_Balance | Practum224-1CN | Satorius Balance | Available | N |  |  |  | Y | No | Y | XMN-PS-LAB-CH | XMN-PS-LAB-CH-GS |  |  |  | Simple Instrument Reading | 34191353 |  |  |  | Weighing room |  | Practum224-1CN | Satorius Balance
INST_XMN_CHN_00025 | 66-01-2016-037_GCMS | 7890A/5975C | Agilent GC-MS | Available | N |  |  |  | Y | No | Y | XMN-PS-LAB-CH | XMN-PS-LAB-CH-ORG |  |  |  | DataSet DataEntry | US83131630 |  |  |  | 424 |  | 7890A/5975C | Agilent GC-MS
INST_XMN_CHN_00026 | 66-01-2016-038_GCMS | 7890A/5975C | Agilent GC-MS | Available | N |  |  |  | Y | No | Y | XMN-PS-LAB-CH | XMN-PS-LAB-CH-ORG |  |  |  | DataSet DataEntry | US83131617 |  |  |  | 424 |  | 7890A/5975C | Agilent GC-MS
INST_XMN_CHN_00027 | 66-01-2016-039_GCMS | 7890A/5975C | Agilent GC-MS | Available | N |  |  |  | Y | No | Y | XMN-PS-LAB-CH | XMN-PS-LAB-CH-ORG |  |  |  | DataSet DataEntry | US10093003 |  |  |  | 424 |  | 7890A/5975C | Agilent GC-MS
INST_XMN_CHN_00028 | 66-01-2016-040_Balance | Practum224-1CN | Satorius Balance | Available | N |  |  |  | Y | No | Y | XMN-PS-LAB-CH | XMN-PS-LAB-CH-GS |  |  |  | Simple Instrument Reading | 34191355 |  |  |  | Weighing room |  | Practum224-1CN | Satorius Balance
INST_XMN_CHN_00029 | 66-01-2016-041_Balance | Practum224-1CN | Satorius Balance | Available | N |  |  |  | Y | No | Y | XMN-PS-LAB-CH | XMN-PS-LAB-CH-GS |  |  |  | Simple Instrument Reading | 34191357 |  |  |  | Weighing room |  | Practum224-1CN | Satorius Balance
INST_XMN_CHN_00030 | 66-01-2016-051_Balance | Cary 60 | Agilent UVVIS | Available | N |  |  |  | Y | No | Y | XMN-PS-LAB-CH | XMN-PS-LAB-CH-INO |  |  |  | DataSet DataEntry | MY16320024 |  |  |  | 426 |  | Cary 60 | Agilent UVVIS
INST_XMN_CHN_00031 | 66-01-2018-002_GCQQQ | 7890B/7000D | Agilent GC-MS/MS | Available | N |  |  |  | Y | No | Y | XMN-PS-LAB-CH | XMN-PS-LAB-CH-ORG |  |  |  | DataSet DataEntry | US1749T102 |  |  |  | 424 |  | 7890B/7000D | Agilent GC-MS/MS
INST_XMN_CHN_00032 | 66-01-2018-006_Metrohm pH | 867 | Metrohm pH-Meter | Available | N |  |  |  | Y | No | Y | XMN-PS-LAB-CH | XMN-PS-LAB-CH-INO |  |  |  | DataSet DataEntry | 1867001018170 |  |  |  | 427 |  | 867 | Metrohm pH-Meter
INST_XMN_CHN_00033 | 66-01-2018-012_ICPOES | 5110 | Agilent ICP-OES | Available | N |  |  |  | Y | No | Y | XMN-PS-LAB-CH | XMN-PS-LAB-CH-INO |  |  |  | DataSet DataEntry | MY18431007 |  |  |  | 426 |  | 5110 | Agilent ICP-OES
INST_XMN_CHN_00034 | 66-01-2019-001_LCDAD | 1100 | Agilent LC-DAD | Available | N |  |  |  | Y | No | Y | XMN-PS-LAB-CH | XMN-PS-LAB-CH-ORG |  |  |  | DataSet DataEntry | DE33223925 |  |  |  | 424 |  | 1100 | Agilent LC-DAD

## Standard
Standard: Standard ID Length Limit: <=30 characters;Full Name Length limits: <200 characters
Standard ID | Full Name | Short Description | From
AfPS GS 2019:01 | Sum of Polycyclic Aromatic hydrocarbons (PAHs) | PAH | FFM
BVL B 82.02-11 | Chromium VI in leather | CrVI leather UVVIS | FFM
BVL B 82.02-11_IC | Chromium VI in leather by IC | CrVI leather IC | FFM
BVL B 82.02-11_temp | Chromium VI in leather with temperature aging | CrVI leather UVVIS 80 °C ageing | FFM
BVL B 82.02-11_temp_IC | Chromium VI in leather with temperature aging by IC | CrVI leather IC 80 °C ageing | FFM
BVL B 82.02-11_UV | Chromium VI in leather with UV aging | CrVI leather UVVIS UV ageing | FFM
BVL B 82.02-11_UV_IC | Chromium VI in leather with UV aging by IC | CrVI leather IC UV ageing | FFM
CPSC-CH-E1001-08.3 | Total Lead & Cadmium in Metallic Substrate | Pb, Cd in metal | FFM
CPSC-CH-E1002-08.3 | Total Lead in Non-Metallic Substrate | Pb, Cd in non metal | FFM
CPSC-CH-E1003-09.1 | Total lead in paint and surface coating | Pb in paint | FFM
DIN 54231 | Allergenic and Carcinogenic Dyes | Disperse dyes | FFM
DIN 54232 | Chlorinated Organic Carriers in Synthetic Textiles | COC | FFM
DIN CEN ISO/TS 16179 | Organotin Compounds upto 6 in Footwear Components | OTC footwear | FFM
DIN CEN ISO/TS 16181 | Phthalates upto 7 | Phthalates | FFM
DIN CEN ISO/TS 16186 | Dimethylfumarate (DMFu) in Footwear Components | DMFu | FFM
DIN CEN ISO/TS 16189 | Dimethylformamide in footwear materials | DMF | FFM
DIN CEN/TS 15968 | Perfluorooctane sulfonic acid and its derivatives (PFOS) | PFOS | FFM
DIN EN 12472 | Nickel Release in coated metals | Ni release coated | FFM
DIN EN 16711-1 | Total Heavy Metals content by digestion in textiles | HM total textile | FFM
DIN EN 16711-2 | Extractable heavy metals content in Textiles perspiration | HM extractable textile perspiration | FFM
DIN EN 16711-3 | Lead release by Saliva | Lead release by Saliva | FFM
DIN EN 17137 | Chlorinated Organic Carriers in Synthetic Textiles | COC | FFM
DIN EN 62321-7-1 | RoHS/ CrVI in metals | Cr VI metals RoHS | FFM
DIN EN 62321-7-2_NMP | RoHS/ CrVI in polymers and electronics extraction with NMP | CrVI polymers NMP RoHS | FFM
DIN EN 62321-7-2_Toluene | RoHS/ CrVI in polymers and electronics extraction with Toluene | CrVI polymers Toluene RoHS | FFM
DIN EN 71-3 | Safety of Toys - Migration of Certain Elements - Category I, II, III | HM extractable toys | FFM
DIN EN 717-3 | Formaldehyde release by the flask method | HCHO wood - flask method | FFM
DIN EN ISO 13365-1 (IULTCS/IUC 29-1) | Preserving Agents | Preserving Agents | FFM
DIN EN ISO 14184-1 | Free and Hydrolyzed Formaldehyde Content in Natural/Synthetic Textiles and Paper | HCHO textile | FFM
DIN EN ISO 14362-1_nat | Azo dyes/Banned arylamines/forbidden amines/Banned amines/Aromatic Amines in Natural Textiles | Azo natural | FFM
DIN EN ISO 14362-1_nat_w/o_dithio | Azo dyes/Banned arylamines/forbidden amines/Banned amines/Aromatic Amines in Natural Textiles without sodium dithionite | Azo natural w/o Sodiumdithionite | FFM
DIN EN ISO 14362-1_syn | Azo dyes/Banned arylamines/forbidden amines/Banned amines/Aromatic Amines in Synthetic Textiles | Azo synthetic | FFM
DIN EN ISO 14362-1_syn_w/o_dithio | Azo dyes/Banned arylamines/forbidden amines/Banned amines/Aromatic Amines in Synthetic Textiles without sodium dithionite | Azo synthetic w/o Sodiumdithionite | FFM
DIN EN ISO 14362-3_nat | 4-Aminoazobenzene in Natural Textiles | 4AAB natural | FFM
DIN EN ISO 14362-3_syn | 4-Aminoazobenzene in Synthetic Textiles | 4AAB synthetic | FFM
DIN EN ISO 14389 | Phthalates upto 7 | Phthalates THF | FFM
DIN EN ISO 17070 (IULTCS/IUC 25) | Monochlorophenol+Dichlorophenol+Pentachlorophenol+Sum of Tetrachlorophenols (TeCP)+Sum of Trichlorophenols(TriCP) | Chlorophenols | FFM
DIN EN ISO 17072-1 (IULTCS/IUC 27-1) | Extractable Heavy metals content by Acid Perspiration Solution in Leather | HM extractable leather | FFM
DIN EN ISO 17072-1_water | Extractable Heavy metals content by Acid Perspiration Solution in Leather | HM extractable leather - water extraction | FFM
DIN EN ISO 17072-2 (IULTCS/IUC 27-2) | Total Heavy Metals content by digestion in Leather | HM total leather | FFM
DIN EN ISO 17075-1 (IULTCS/IUC 18-1)_UV | Chromium VI Content after UV ageing in leather | CrVI leather UVVIS UV ageing | FFM
DIN EN ISO 17075-1_temp | Chromium VI Content after temperature ageing (80°C) in leather | CrVI leather UVVIS 80 °C ageing | FFM
DIN EN ISO 17075-2_temp | Chromium VI Content after temperature ageing (80°C) in leather by IC-PCR | CrVI leather IC 80 °C ageing | FFM
DIN EN ISO 17075-2_UV | Chromium VI Content after UV ageing in leather by IC-PCR | CrVI leather IC UV ageing | FFM
DIN EN ISO 17226-1 (IULTCS/IUC 19) | Formaldehyde Content by HPLC in Leather | HCHO Leather HPLC | FFM
DIN EN ISO 17234-1 (IULTCS/IUC 20-1) | Azo dyes/Banned arylamines/forbidden amines/Banned amines/Aromatic Amines in Leather | Azo leather | FFM
DIN EN ISO 17234-2(IULTCS/IUC 20-2) | 4-Aminoazobenzene in Leather | 4AAB leather | FFM
DIN EN ISO 17881-1 | Flame Retardants | Brominated flame retardants | FFM
DIN EN ISO 17881-2 | Flame Retardants | Phosphorous flame retardants | FFM
DIN EN ISO 18218-1 | Alkylphenols in Leather and related materials | APEO leather - direct method | FFM
DIN EN ISO 18219 (IULTCS/IUC 30)_Lth | Short-chain chlorinated paraffins (SCCP) Leather | SCCP | FFM
DIN EN ISO 18219 (IULTCS/IUC 30)_P | Short-chain chlorinated paraffins (SCCP) Plastic | SCCP | FFM
DIN EN ISO 18254-1 | Alkyl Phenol Ethoxylates in Natural/Synthetic textiles and Leather | APEO textile | FFM
DIN EN ISO 19070 | 1-methyl-2-pyrrolidone (NMP) | NMP | FFM
DIN EN ISO 23702-1 | Leather - Organic fluorine | PFC | FFM
DIN EN ISO 3071 | pH Value (Natural & Synthetic) | pH textile | FFM
DIN EN ISO 4045 (IULTCS/IUC 11) | pH Value in Leather | pH leather | FFM
DIN EN ISO 6401 | Vinyl chloride monomer | Vinyl chloride monomer | FFM
EN 1811+A1 | Nickel release in non-coated metals | Ni release | FFM
EN ISO 21084 | Textiles - Method for determination of alkyphenols | Phenols | FFM
GTP_Chem_CPS_25100 | 2-Mercaptobenzothiazole | 2MBT | FFM
GTP_Chem_CPS_25171 120°C | Volatile Organic Compounds solid headspace 120 °C | VOC 120 °C | FFM
GTP_Chem_CPS_25171 90°C | Volatile Organic Compounds solid headspace 90 °C | VOC 90 °C | FFM
PD CR 12471 | Screening test for Nickel release | Ni spot | FFM
SNR 195651 | Odour/Presence of Odour/Sensory Verification Of Odour | Odour | FFM
16CFR-1303 | Total lead in paint and surface coating | null | SA
AATCC TM 112 | Released Formaldehyde Content in Natural textiles/Synthetic Textiles and Paper | null | SA
ASTM E 1613 | Extractable Lead in Jewellary | null | SA
ASTM E 1645 | Total lead in paint and surface coating | null | SA
ASTM F 2617 | Total Lead in Non-Metallic Substrate | null | SA
ASTM F 2853 | Total Lead in Non-Metallic Substrate | null | SA
ASTM F 963_EHM | Extractable Heavy metals in toys | null | SA
ASTM F 963_HM | Heavy Metals in Toys | null | SA
ASTM F 963_PHT | Phthalate esters in Toys | null | SA
BS EN 16778 | Dimethylformamide gloves | null | SA
BS EN ISO 14184-2 | Released Formaldehyde Content in Natural textiles/Synthetic Textiles and Paper | null | SA
BVL B 82.02-3 | Azo dyes/Banned arylamines/forbidden amines/Banned amines/Aromatic Amines in Leather | null | SA
CPSC-CH-C1001-09.4 | Phthalates | null | SA
DIN EN 1122 | Total Cadmium in plastics | null | SA
DIN EN 17132 | PAH in textile | null | SA
DIN EN ISO 13365-2 | Preserving Agents-Artificial perspiration extraction method | null | SA
DIN EN ISO 16373-2 | Carcinogenic and Allergenic Dyes in Textiles | null | SA
DIN EN ISO 17075-1 (IULTCS/IUC 18-1) | Chromium VI Content in leather | null | SA
DIN EN ISO 17075-2 | Chromium VI Content in leather by IC-PCR | null | SA
GB/T 17592_ nat | Azo dyes - textile natural | null | SA
GB/T 17592_ syn | Azo dyes - textile synthetic | null | SA
GB/T 18414.1 | Pentachlorophenol in textile | null | SA
GB/T 19941 | Formaldehyde Content Leather and fur | null | SA
GB/T 19942 | Azo dyes/Banned arylamines/forbidden amines/Banned amines/Aromatic Amines in Leather | null | SA
GB/T 20388 | Phthalates | null | SA
GB/T 22048 | Phthalate esters in toys and children"s products. | null | SA
GB/T 23344_ nat | p-AAB in textiles_ textile natural | null | SA
GB/T 23344_syn | p-AAB in textiles_ textile synthetic | null | SA
GB/T 24153 | Nitrosamines and its substances release | null | SA
GB/T 2912.1 | Free and Hydrolyzed Formaldehyde Content in Natural/Synthetic Textiles and Paper | null | SA
GB/T 7573 | pH Value in textile | null | SA
GTP_Chem_CPS_ 25150C | Chromium VI Content in leather by IC-PCR | null | SA
GTP_Chem_CPS_25101B | Alkyl Phenol Ethoxylates | null | SA
GTP_Chem_CPS_25102D | Phenol - Others in Textiles, leather, plastic | null | SA
GTP_Chem_CPS_25103B_nat | Azo dyes/Banned arylamines/forbidden amines/Banned amines/Aromatic Amines in Synthetic Textiles | null | SA
GTP_Chem_CPS_25103B_syn | Azo dyes/Banned arylamines/forbidden amines/Banned amines/Aromatic Amines in Natural Textiles | null | SA
GTP_Chem_CPS_25104B_LEA | p-AAB in Leather | null | SA
GTP_Chem_CPS_25104B_nat | 4-Aminoazobenzene in Natural Textiles | null | SA
GTP_Chem_CPS_25104B_syn | 4-Aminoazobenzene in Synthetic Textiles | null | SA
GTP_Chem_CPS_25105C | Chlorinated Organic Carriers in Synthetic Textiles | null | SA
GTP_Chem_CPS_25106C | Polycyclic Aromatic hydrocarbons (PAHs) | null | SA
GTP_Chem_CPS_25119C | Determination of Chlorinated Phenols | null | SA
GTP_Chem_CPS_25120D | Bisphenol A (BPA) in Plastic | null | SA
GTP_Chem_CPS_25125B | Organotin compounds in coatings,prints,plastic materials | null | SA
GTP_Chem_CPS_25126C | Dimethylformamide (DMFo) | null | SA
GTP_Chem_CPS_25151C | Chromium VI Content in leather | null | SA
GTP_Chem_CPS_25157B | Packaging and Packaging waste | null | SA
GTP_Chem_CPS_25166B | Flame Retardants | null | SA
GTP_Chem_CPS_25167B | Carcinogenic and Allergenic Dyes in Textiles and Leather | null | SA
GTP_Chem_CPS_25173B | Determination of heavy metal in shoe | null | SA
GTP_Chem_CPS_25175B | Phthalates | null | SA
GTP_Chem_CPS_25179B | Total Cadmium and lead in plastics | null | SA
GTP_Chem_CPS_25182B | Determination of heavy metal in Textiles | null | SA
GTP_Chem_CPS_25190B | Determination of surface area for Ni release | null | SA
GTP_Chem_CPS_25191B | Preserving Agents | null | SA
GTP_Chem_CPS_25193A | Azo Dyes in leather | null | SA
ISO/TS 16190 | Polycyclic Aromatic hydrocarbons (PAHs) | null | SA
JIS L 1041 | Free and Hydrolyzed Formaldehyde content in Textiles | null | SA
LFGB BVL B 82.02-08 | Pentachlorophenol in Leather and Textiles | null | SA
LFGB BVL B 82.02-2 | Azo Dyes in Textiles natural | null | SA
LFGB BVL B 82.02-4 | Azo Dyes in Synthetic | null | SA
LFGB BVL B 82.02-9_nat | p-AAB in textiles natural | null | SA
LFGB BVL B 82.02-9_syn | p-AAB in textiles synthetic | null | SA

## Standard Lab Assignment
Lab Assignment linked to Standard
Standard ID | Business Line | Default Testing Lab
AfPS GS 2019:01 | XMN-PS-CPS-SFL | XMN-PS-LAB-CH
BVL B 82.02-11 | XMN-PS-CPS-SFL | XMN-PS-LAB-CH
BVL B 82.02-11_IC | XMN-PS-CPS-SFL | XMN-PS-LAB-CH
BVL B 82.02-11_temp | XMN-PS-CPS-SFL | XMN-PS-LAB-CH
BVL B 82.02-11_temp_IC | XMN-PS-CPS-SFL | XMN-PS-LAB-CH
BVL B 82.02-11_UV | XMN-PS-CPS-SFL | XMN-PS-LAB-CH
BVL B 82.02-11_UV_IC | XMN-PS-CPS-SFL | XMN-PS-LAB-CH
CPSC-CH-E1001-08.3 | XMN-PS-CPS-SFL | XMN-PS-LAB-CH
CPSC-CH-E1002-08.3 | XMN-PS-CPS-SFL | XMN-PS-LAB-CH
CPSC-CH-E1003-09.1 | XMN-PS-CPS-SFL | XMN-PS-LAB-CH
DIN 54231 | XMN-PS-CPS-SFL | XMN-PS-LAB-CH
DIN 54232 | XMN-PS-CPS-SFL | XMN-PS-LAB-CH
DIN CEN ISO/TS 16179 | XMN-PS-CPS-SFL | XMN-PS-LAB-CH
DIN CEN ISO/TS 16181 | XMN-PS-CPS-SFL | XMN-PS-LAB-CH
DIN CEN ISO/TS 16186 | XMN-PS-CPS-SFL | XMN-PS-LAB-CH
DIN CEN ISO/TS 16189 | XMN-PS-CPS-SFL | XMN-PS-LAB-CH
DIN CEN/TS 15968 | XMN-PS-CPS-SFL | XMN-PS-LAB-CH
DIN EN 12472 | XMN-PS-CPS-SFL | XMN-PS-LAB-CH
DIN EN 16711-1 | XMN-PS-CPS-SFL | XMN-PS-LAB-CH
DIN EN 16711-2 | XMN-PS-CPS-SFL | XMN-PS-LAB-CH
DIN EN 16711-3 | XMN-PS-CPS-SFL | XMN-PS-LAB-CH
DIN EN 17137 | XMN-PS-CPS-SFL | XMN-PS-LAB-CH
DIN EN 62321-7-1 | XMN-PS-CPS-SFL | XMN-PS-LAB-CH
DIN EN 62321-7-2_NMP | XMN-PS-CPS-SFL | XMN-PS-LAB-CH
DIN EN 62321-7-2_Toluene | XMN-PS-CPS-SFL | XMN-PS-LAB-CH
DIN EN 71-3 | XMN-PS-CPS-SFL | XMN-PS-LAB-CH
DIN EN 717-3 | XMN-PS-CPS-SFL | XMN-PS-LAB-CH
DIN EN ISO 13365-1 (IULTCS/IUC 29-1) | XMN-PS-CPS-SFL | XMN-PS-LAB-CH
DIN EN ISO 14184-1 | XMN-PS-CPS-SFL | XMN-PS-LAB-CH
DIN EN ISO 14362-1_nat | XMN-PS-CPS-SFL | XMN-PS-LAB-CH
DIN EN ISO 14362-1_nat_w/o_dithio | XMN-PS-CPS-SFL | XMN-PS-LAB-CH
DIN EN ISO 14362-1_syn | XMN-PS-CPS-SFL | XMN-PS-LAB-CH
DIN EN ISO 14362-1_syn_w/o_dithio | XMN-PS-CPS-SFL | XMN-PS-LAB-CH
DIN EN ISO 14362-3_nat | XMN-PS-CPS-SFL | XMN-PS-LAB-CH
DIN EN ISO 14362-3_syn | XMN-PS-CPS-SFL | XMN-PS-LAB-CH
DIN EN ISO 14389 | XMN-PS-CPS-SFL | XMN-PS-LAB-CH
DIN EN ISO 17070 (IULTCS/IUC 25) | XMN-PS-CPS-SFL | XMN-PS-LAB-CH
DIN EN ISO 17072-1 (IULTCS/IUC 27-1) | XMN-PS-CPS-SFL | XMN-PS-LAB-CH
DIN EN ISO 17072-1_water | XMN-PS-CPS-SFL | XMN-PS-LAB-CH
DIN EN ISO 17072-2 (IULTCS/IUC 27-2) | XMN-PS-CPS-SFL | XMN-PS-LAB-CH
DIN EN ISO 17075-1 (IULTCS/IUC 18-1)_UV | XMN-PS-CPS-SFL | XMN-PS-LAB-CH
DIN EN ISO 17075-1_temp | XMN-PS-CPS-SFL | XMN-PS-LAB-CH
DIN EN ISO 17075-2_temp | XMN-PS-CPS-SFL | XMN-PS-LAB-CH
DIN EN ISO 17075-2_UV | XMN-PS-CPS-SFL | XMN-PS-LAB-CH
DIN EN ISO 17226-1 (IULTCS/IUC 19) | XMN-PS-CPS-SFL | XMN-PS-LAB-CH
DIN EN ISO 17234-1 (IULTCS/IUC 20-1) | XMN-PS-CPS-SFL | XMN-PS-LAB-CH
DIN EN ISO 17234-2(IULTCS/IUC 20-2) | XMN-PS-CPS-SFL | XMN-PS-LAB-CH
DIN EN ISO 17881-1 | XMN-PS-CPS-SFL | XMN-PS-LAB-CH
DIN EN ISO 17881-2 | XMN-PS-CPS-SFL | XMN-PS-LAB-CH
DIN EN ISO 18218-1 | XMN-PS-CPS-SFL | XMN-PS-LAB-CH
DIN EN ISO 18219 (IULTCS/IUC 30)_Lth | XMN-PS-CPS-SFL | XMN-PS-LAB-CH
DIN EN ISO 18219 (IULTCS/IUC 30)_P | XMN-PS-CPS-SFL | XMN-PS-LAB-CH
DIN EN ISO 18254-1 | XMN-PS-CPS-SFL | XMN-PS-LAB-CH
DIN EN ISO 19070 | XMN-PS-CPS-SFL | XMN-PS-LAB-CH
DIN EN ISO 23702-1 | XMN-PS-CPS-SFL | XMN-PS-LAB-CH
DIN EN ISO 3071 | XMN-PS-CPS-SFL | XMN-PS-LAB-CH
DIN EN ISO 4045 (IULTCS/IUC 11) | XMN-PS-CPS-SFL | XMN-PS-LAB-CH
DIN EN ISO 6401 | XMN-PS-CPS-SFL | XMN-PS-LAB-CH
EN 1811+A1 | XMN-PS-CPS-SFL | XMN-PS-LAB-CH
EN ISO 21084 | XMN-PS-CPS-SFL | XMN-PS-LAB-CH
GTP_Chem_CPS_25100 | XMN-PS-CPS-SFL | XMN-PS-LAB-CH
GTP_Chem_CPS_25171 120°C | XMN-PS-CPS-SFL | XMN-PS-LAB-CH
GTP_Chem_CPS_25171 90°C | XMN-PS-CPS-SFL | XMN-PS-LAB-CH
PD CR 12471 | XMN-PS-CPS-SFL | XMN-PS-LAB-CH
SNR 195651 | XMN-PS-CPS-SFL | XMN-PS-LAB-CH
16CFR-1303 | XMN-PS-CPS-SFL | XMN-PS-LAB-CH
AATCC TM 112 | XMN-PS-CPS-SFL | XMN-PS-LAB-CH
ASTM E 1613 | XMN-PS-CPS-SFL | XMN-PS-LAB-CH
ASTM E 1645 | XMN-PS-CPS-SFL | XMN-PS-LAB-CH
ASTM F 2617 | XMN-PS-CPS-SFL | XMN-PS-LAB-CH
ASTM F 2853 | XMN-PS-CPS-SFL | XMN-PS-LAB-CH
ASTM F 963_EHM | XMN-PS-CPS-SFL | XMN-PS-LAB-CH
ASTM F 963_HM | XMN-PS-CPS-SFL | XMN-PS-LAB-CH
ASTM F 963_PHT | XMN-PS-CPS-SFL | XMN-PS-LAB-CH
BS EN 16778 | XMN-PS-CPS-SFL | XMN-PS-LAB-CH
BS EN ISO 14184-2 | XMN-PS-CPS-SFL | XMN-PS-LAB-CH
BVL B 82.02-3 | XMN-PS-CPS-SFL | XMN-PS-LAB-CH
CPSC-CH-C1001-09.4 | XMN-PS-CPS-SFL | XMN-PS-LAB-CH
DIN EN 1122 | XMN-PS-CPS-SFL | XMN-PS-LAB-CH
DIN EN 17132 | XMN-PS-CPS-SFL | XMN-PS-LAB-CH
DIN EN ISO 13365-2 | XMN-PS-CPS-SFL | XMN-PS-LAB-CH
DIN EN ISO 16373-2 | XMN-PS-CPS-SFL | XMN-PS-LAB-CH
DIN EN ISO 17075-1 (IULTCS/IUC 18-1) | XMN-PS-CPS-SFL | XMN-PS-LAB-CH
DIN EN ISO 17075-2 | XMN-PS-CPS-SFL | XMN-PS-LAB-CH
GB/T 17592_ nat | XMN-PS-CPS-SFL | XMN-PS-LAB-CH
GB/T 17592_ syn | XMN-PS-CPS-SFL | XMN-PS-LAB-CH
GB/T 18414.1 | XMN-PS-CPS-SFL | XMN-PS-LAB-CH
GB/T 19941 | XMN-PS-CPS-SFL | XMN-PS-LAB-CH
GB/T 19942 | XMN-PS-CPS-SFL | XMN-PS-LAB-CH
GB/T 20388 | XMN-PS-CPS-SFL | XMN-PS-LAB-CH
GB/T 22048 | XMN-PS-CPS-SFL | XMN-PS-LAB-CH
GB/T 23344_ nat | XMN-PS-CPS-SFL | XMN-PS-LAB-CH
GB/T 23344_syn | XMN-PS-CPS-SFL | XMN-PS-LAB-CH
GB/T 24153 | XMN-PS-CPS-SFL | XMN-PS-LAB-CH
GB/T 2912.1 | XMN-PS-CPS-SFL | XMN-PS-LAB-CH
GB/T 7573 | XMN-PS-CPS-SFL | XMN-PS-LAB-CH
GTP_Chem_CPS_ 25150C | XMN-PS-CPS-SFL | XMN-PS-LAB-CH
GTP_Chem_CPS_25101B | XMN-PS-CPS-SFL | XMN-PS-LAB-CH
GTP_Chem_CPS_25102D | XMN-PS-CPS-SFL | XMN-PS-LAB-CH
GTP_Chem_CPS_25103B_nat | XMN-PS-CPS-SFL | XMN-PS-LAB-CH
GTP_Chem_CPS_25103B_syn | XMN-PS-CPS-SFL | XMN-PS-LAB-CH
GTP_Chem_CPS_25104B_LEA | XMN-PS-CPS-SFL | XMN-PS-LAB-CH
GTP_Chem_CPS_25104B_nat | XMN-PS-CPS-SFL | XMN-PS-LAB-CH
GTP_Chem_CPS_25104B_syn | XMN-PS-CPS-SFL | XMN-PS-LAB-CH
GTP_Chem_CPS_25105C | XMN-PS-CPS-SFL | XMN-PS-LAB-CH
GTP_Chem_CPS_25106C | XMN-PS-CPS-SFL | XMN-PS-LAB-CH
GTP_Chem_CPS_25119C | XMN-PS-CPS-SFL | XMN-PS-LAB-CH
GTP_Chem_CPS_25120D | XMN-PS-CPS-SFL | XMN-PS-LAB-CH
GTP_Chem_CPS_25125B | XMN-PS-CPS-SFL | XMN-PS-LAB-CH
GTP_Chem_CPS_25126C | XMN-PS-CPS-SFL | XMN-PS-LAB-CH
GTP_Chem_CPS_25151C | XMN-PS-CPS-SFL | XMN-PS-LAB-CH
GTP_Chem_CPS_25157B | XMN-PS-CPS-SFL | XMN-PS-LAB-CH
GTP_Chem_CPS_25166B | XMN-PS-CPS-SFL | XMN-PS-LAB-CH
GTP_Chem_CPS_25167B | XMN-PS-CPS-SFL | XMN-PS-LAB-CH
GTP_Chem_CPS_25173B | XMN-PS-CPS-SFL | XMN-PS-LAB-CH
GTP_Chem_CPS_25175B | XMN-PS-CPS-SFL | XMN-PS-LAB-CH
GTP_Chem_CPS_25179B | XMN-PS-CPS-SFL | XMN-PS-LAB-CH
GTP_Chem_CPS_25182B | XMN-PS-CPS-SFL | XMN-PS-LAB-CH
GTP_Chem_CPS_25190B | XMN-PS-CPS-SFL | XMN-PS-LAB-CH
GTP_Chem_CPS_25191B | XMN-PS-CPS-SFL | XMN-PS-LAB-CH
GTP_Chem_CPS_25193A | XMN-PS-CPS-SFL | XMN-PS-LAB-CH
ISO/TS 16190 | XMN-PS-CPS-SFL | XMN-PS-LAB-CH
JIS L 1041 | XMN-PS-CPS-SFL | XMN-PS-LAB-CH
LFGB BVL B 82.02-08 | XMN-PS-CPS-SFL | XMN-PS-LAB-CH
LFGB BVL B 82.02-2 | XMN-PS-CPS-SFL | XMN-PS-LAB-CH
LFGB BVL B 82.02-4 | XMN-PS-CPS-SFL | XMN-PS-LAB-CH
LFGB BVL B 82.02-9_nat | XMN-PS-CPS-SFL | XMN-PS-LAB-CH
LFGB BVL B 82.02-9_syn | XMN-PS-CPS-SFL | XMN-PS-LAB-CH

## Standard Attributes
An "Attribute" is a property-value pair associated with an SDI
Attribute ID | Standard ID | Updateable | Hidden | Editor Style | Editor SDCID | Editor RefType | Default Value | Mandatory | Information Text

## Test Methods
A "Test Method" is a container that can host Parameter Lists, Specifications, and other Test Methods. When you add an instance of a Test Method (which is a "Test") to a Sample, you are adding these items to the Sample. | [36 empty] | Blank
[10 empty] | Mandatory for Physical test | [25 empty] | TM Short Description | Validation based on SAPInvoiceUnits | Drop-down list = Dept |  | Blank Not required | Blank
Test Method | Test Method Version ID | Version Status | Description | Type | Due Date Offset (Numeric) | Due Date Offset Units | Testing Lab Type | Testing Lab (FK to Department SDC) | Work Area Type | Work Area (Parent Department is Testing Lab) | Auto Assign Rule | Notes (2000 characters) | Quantity per Repeat (Numeric) | Quantity Units (FK to Units SDC) | Separate Containers per Test (Y or N) | Separate Containers per Repeat (Y or N) | Default # of Repeats (Numeric) | Destructive Test (Y or N) | Container Reuse Test (Y or N) | WorkItem Use Flag (Determines whether it's Test Method or Service, Defult is Test Method) | Standard | Standard Version | Standard Modification | Variant | Test Type | Testing Group | Abbreviation | Capacity Status | Report Name | Test Methode Full Description | MDL Value | MDL Unit | Report Remark | Method File Name | SAP PS Code | SAP Short Material Code | SAP Invoice Units | Departmental Security | Test Report Layout | Test Method Category | Test Method Specimen Duplicate Count | To Be Invoiced | From
DIN EN ISO 14389_2014-10_XMN | 1 | Current | Phthalates - Textile - THF-method | Standard | 4 | Days |  | XMN-PS-LAB-CH |  |  | WorkArea |  | 0.3 | g | Y | Y | 1 | Y | N | Test Method | DIN EN ISO 14389 | 2014-10 |  | Default | Chemical |  | PHT THF | Y | Phthalates (Textiles) | DIN EN ISO 14389:2014-10 | 75 | mg/kg |  |  | PS3012 | Phthalates > 7 | Price Per Unit |  | chem_layout2 |  |  | Y | FFM
DIN 54232_2010-08_XMN | 1 | Current | COC - textiles | Standard | 4 | Days |  | XMN-PS-LAB-CH |  |  | WorkArea |  | 1 | g | Y | Y | 1 | Y | N | Test Method | DIN 54232 | 2010-08 |  | Default | Chemical |  | COC | Y | Compounds based on chlorobenzes and chlorotoluenes | DIN 54232:2010-08 | 0.1 | mg/kg |  |  | PS3023 | COC in Synthetic Textiles | Price Per Unit |  | chem_layout2 |  |  | Y | FFM
DIN EN 17137_2019-02_XMN | 1 | Current | COC - textiles | Standard | 4 | Days |  | XMN-PS-LAB-CH |  |  | WorkArea |  | 1 | g | Y | Y | 1 | Y | N | Test Method | DIN EN 17137 | 2019-02 |  | Default | Chemical |  | COC | Y | Compounds based on chlorobenzes and chlorotoluenes | DIN EN 17137:2019-02 | 0.1 | mg/kg |  |  | PS3023 | COC in Synthetic Textiles | Price Per Unit |  | chem_layout2 |  |  | Y | FFM
DIN EN ISO 14184-1_2011-12_XMN | 1 | Current | Formaldehyde - textile | Standard | 4 | Days |  | XMN-PS-LAB-CH |  |  | WorkArea |  | 1 | g | Y | Y | 1 | Y | N | Test Method | DIN EN ISO 14184-1 | 2011-12 |  | Default | Chemical |  | FA T | Y | Formaldehyde (Textile) | DIN EN ISO 14184-1:2011-12 | 16 | mg/kg |  |  | PS3047 | Formaldehyde Textile | Price Per Unit |  | chem_layout2 |  |  | Y | FFM
BVL B 82.02-11_2008-10_XMN | 1 | Current | CrVI - leather - UVVIS-Method | Standard | 4 | Days |  | XMN-PS-LAB-CH |  |  | WorkArea |  | 2 | g | Y | Y | 1 | Y | N | Test Method | BVL B 82.02-11 | 2008-10 |  | Default | Chemical |  | CrVI | Y | Chromium VI | BVL B 82.02-11:2008-10 | 3 | mg/kg | A recovery rate below 80 % may indicate the use of reduction agents. |  | PS3528 | Chromium VI Content in leather | Price Per Unit |  | chem_layout2 |  |  | Y | FFM
DIN EN 717-3_1996-05_XMN | 1 | Current | Formaldehyde - Flask method - Wood | Standard | 4 | Days |  | XMN-PS-LAB-CH |  |  | WorkArea |  | 10 | g | Y | Y | 2 | Y | N | Test Method | DIN EN 717-3 | 1996-05 |  | Default | Chemical |  | FA wood | Y | Formaldehyde (wood) - flask method | DIN EN 717-3:1996-05 | 10 | mg/kg |  |  | PS3168 | Formaldehyd - Wood | Price Per Unit |  | chem_layout2 |  |  | Y | FFM
DIN EN ISO 19070_2016-07_XMN | 1 | Current | N-methyl-2-pyrrolidone (NMP) - leather | Standard | 4 | Days |  | XMN-PS-LAB-CH |  |  | WorkArea |  | 1 | g | Y | Y | 1 | Y | N | Test Method | DIN EN ISO 19070 | 2016-07 |  | Default | Chemical |  | NMP | Y | N-Methyl-2-pyrrolidone (NMP) | DIN EN ISO 19070:2016-07 | 1 | mg/kg |  |  |  |  | Price Per Unit |  | chem_layout2 |  |  | Y | FFM
CPSC-CH-E1003-09.1_2011_XMN | 1 | Current | Lead in surface coatings | Standard | 4 | Days |  | XMN-PS-LAB-CH |  |  | WorkArea |  | 0,3 | g | Y | Y | 1 | Y | N | Test Method | CPSC-CH-E1003-09.1 | 2011 |  | Default | Chemical |  | Pb coa | Y | Lead in paint and surface coatings | CPSC-CH-E1003-09.1 | 20 | mg/kg |  |  | PS3519 | Total lead in Non-Metallic Substrate | Price Per Unit |  | chem_layout2 |  |  | Y | FFM
CPSC-CH-E1002-08.3_2012_XMN | 1 | Current | Total Lead in Non-Metallic Substrate | Standard | 4 | Days |  | XMN-PS-LAB-CH |  |  | WorkArea |  | 0.3 | g | Y | Y | 1 | Y | N | Test Method | CPSC-CH-E1002-08.3 | 2012 |  | Default | Chemical |  | Pb non | Y | Total Lead in Non-Metallic Substrate | CPSC-CH-E1002-08.3 | 5 | mg/kg |  |  | PS3519 | Total lead in Non-Metallic Substrate | Price Per Unit |  | chem_layout2 |  |  | Y | FFM
CPSC-CH-E1001-08.3_2012_XMN | 1 | Current | Total Lead & Cadmium in Metallic Substrate | Standard | 4 | Days |  | XMN-PS-LAB-CH |  |  | WorkArea |  | 0.3 | g | Y | Y | 1 | Y | N | Test Method | CPSC-CH-E1001-08.3 | 2012 |  | Default | Chemical |  | Pb met | Y | Lead in paint and surface coatings | CPSC-CH-E1001-08.3 | 5 | mg/kg |  |  | PS3519 | Total lead in Non-Metallic Substrate | Price Per Unit |  | chem_layout2 |  |  | Y | FFM
DIN EN ISO 17881-1_2016-09_XMN | 1 | Current | Textiles - Brominated flame retardants | Standard | 4 | Days |  | XMN-PS-LAB-CH |  |  | WorkArea |  | 1 | g | Y | Y | 1 | Y | N | Test Method | DIN EN ISO 17881-1 | 2016-02 |  | Default | Chemical |  | PBB T | Y | Brominated flame retardants (Textiles) | DIN EN ISO 17881-1:2016-02 | 10 | mg/kg |  |  | PS3004 | Brominated Flame Retardants | Price Per Unit |  | chem_layout2 |  |  | Y | FFM
EN ISO 21084_2019-02_XMN | 1 | Current | Textiles - Method for determination of alkylphenols | Standard | 4 | Days |  | XMN-PS-LAB-CH |  |  | WorkArea |  | 0,5 | g | Y | Y | 1 | Y | N | Test Method | EN ISO 21084 | 2019-02 |  | Default | Chemical |  | AP | Y | Alkylphenols | EN ISO 21084:2019-02 | 5 | mg/kg |  |  |  |  | Price Per Unit |  | chem_layout2 |  |  | Y | FFM
DIN EN ISO 14362-1_2017-05_syn_XMN | 1 | Current | Azo dyes - textile synthetic | Standard | 4 | Days |  | XMN-PS-LAB-CH |  |  | WorkArea |  | 1 | g | Y | Y | 1 | Y | N | Test Method | DIN EN ISO 14362-1_syn | 2017-05 |  | Default | Chemical |  | Azo S | Y | Aromatic Amines derived from azo colourants in textiles | DIN EN ISO 14362-1:2017-05 | 5 | mg/kg |  | Aromatische_Amine_TS_2020.m | PS3002 | Azo dyes/Aromatic Amines in Leather | Price Per Unit |  | chem_layout2 |  |  | Y | FFM
DIN EN ISO 14362-1_2017-05_nat_XMN | 1 | Current | Azo dyes - textile natural | Standard | 4 | Days |  | XMN-PS-LAB-CH |  |  | WorkArea |  | 1 | g | Y | Y | 1 | Y | N | Test Method | DIN EN ISO 14362-1_nat | 2017-05 |  | Default | Chemical |  | Azo N | Y | Aromatic Amines derived from azo colourants in textiles | DIN EN ISO 14362-1:2017-05 | 5 | mg/kg |  | Aromatische_Amine_TS_2020.m | PS3002 | Azo dyes/Aromatic Amines in Leather | Price Per Unit |  | chem_layout2 |  |  | Y | FFM
DIN EN ISO 14362-3_2017-05_syn_XMN | 1 | Current | 4AAB - synthetic textile | Standard | 4 | Days |  | XMN-PS-LAB-CH |  |  | WorkArea |  | 1 | g | Y | Y | 1 | Y | N | Test Method | DIN EN ISO 14362-3_syn | 2017-05 |  | Default | Chemical |  | 4AAB S | Y | 4-Aminoazobenzene derived from azo colourants in textiles | DIN EN ISO 14362-3:2017-05 | 5 | mg/kg |  | Aromatische_Amine_TS_2020.m | PS3002 | Azo dyes/Aromatic Amines in Leather | Price Per Unit |  | chem_layout2 |  |  | Y | FFM
DIN EN ISO 14362-3_2017-05_nat_XMN | 1 | Current | 4AAB - natural textile | Standard | 4 | Days |  | XMN-PS-LAB-CH |  |  | WorkArea |  | 1 | g | Y | Y | 1 | Y | N | Test Method | DIN EN ISO 14362-3_nat | 2017-05 |  | Default | Chemical |  | 4AAB N | Y | 4-Aminoazobenzene derived from azo colourants in textiles | DIN EN ISO 14362-3:2017-05 | 5 | mg/kg |  | Aromatische_Amine_TS_2020.m | PS3002 | Azo dyes/Aromatic Amines in Leather | Price Per Unit |  | chem_layout2 |  |  | Y | FFM
DIN EN ISO 17234-1_2015-07_XMN | 1 | Current | Azo dyes - leather | Standard | 4 | Days |  | XMN-PS-LAB-CH |  |  | WorkArea |  | 1 | g | Y | Y | 1 | Y | N | Test Method | DIN EN ISO 17234-1 (IULTCS/IUC 20-1) | 2015-07 |  | Default | Chemical |  | Azo L | Y | Aromatic Amines derived from azo colourants in leather | DIN EN ISO 17234-1:2015-07 | 5 | mg/kg |  | Aromatische_Amine_TS_2020.m | PS3002 | Azo dyes/Aromatic Amines in Leather | Price Per Unit |  | chem_layout2 |  |  | Y | FFM
DIN EN ISO 17234-1_2020-12_XMN | 1 | Current | Azo dyes - leather | Standard | 4 | Days |  | XMN-PS-LAB-CH |  |  | WorkArea |  | 1 | g | Y | Y | 1 | Y | N | Test Method | DIN EN ISO 17234-1 (IULTCS/IUC 20-1) | 2020-12 |  | Default | Chemical |  | Azo L | Y | Aromatic Amines derived from azo colourants in leather | DIN EN ISO 17234-1:2020-12 | 5 | mg/kg |  | Aromatische_Amine_TS_2020.m | PS3002 | Azo dyes/Aromatic Amines in Leather | Price Per Unit |  | chem_layout2 |  |  | Y | FFM
DIN EN ISO 17234-2_2011-06_XMN | 1 | Current | 4AAB - leather | Standard | 4 | Days |  | XMN-PS-LAB-CH |  |  | WorkArea |  | 1 | g | Y | Y | 1 | Y | N | Test Method | DIN EN ISO 17234-2(IULTCS/IUC 20-2) | 2011-06 |  | Default | Chemical |  | 4AAB L | Y | 4-Aminoazobenzene derived from azo colourants in leather | DIN EN ISO 17234-2:2011-06 | 5 | mg/kg |  | Aromatische_Amine_TS_2020.m | PS3002 | Azo dyes/Aromatic Amines in Leather | Price Per Unit |  | chem_layout2 |  |  | Y | FFM
DIN EN ISO 17226-1_2019-04_XMN | 1 | Current | Formaldehyde - leather | Standard | 4 | Days |  | XMN-PS-LAB-CH |  |  | WorkArea |  | 2 | g | Y | Y | 1 | Y | N | Test Method | DIN EN ISO 17226-1 (IULTCS/IUC 19) | 2019-04 |  | Default | Chemical |  | FA L | Y | Formaldehyde (leather) | DIN EN ISO 17226-1:2019-04 | 5 | mg/kg |  | FA.m | PS3046 | Formaldehyde Content by HPLC in Leather | Price Per Unit |  | chem_layout2 |  |  | Y | FFM
DIN EN ISO 18254-1_2016-09_XMN | 1 | Current | APEO - textiles | Standard | 4 | Days |  | XMN-PS-LAB-CH |  |  | WorkArea |  | 0.5 | g | Y | Y | 1 | Y | N | Test Method | DIN EN ISO 18254-1 | 2016-09 |  | Default | Chemical |  | APEO T | Y | Alkylphenol ethoxylates (APEO) | DIN EN ISO 18254-1:2016-09 | 20 | mg/kg |  | APEO_EMV 200.m | PS3009 | APEO in textiles and Leather | Price Per Unit |  | chem_layout2 |  |  | Y | FFM
DIN EN ISO 18218-1_2015-11_XMN | 1 | Current | APEO - leather | Standard | 4 | Days |  | XMN-PS-LAB-CH |  |  | WorkArea |  | 0.5 | g | Y | Y | 1 | Y | N | Test Method | DIN EN ISO 18218-1 | 2015-11 |  | Default | Chemical |  | APEO L | Y | Alkylphenol ethoxylates (APEO) | DIN EN ISO 18218-1:2015-11 | 20 | mg/kg |  | APEO_EMV 200.m | PS3009 | APEO in textiles and Leather | Price Per Unit |  | chem_layout2 |  |  | Y | FFM
DIN 54231_2005-11_XMN | 1 | Current | Disperse dyes | Standard | 4 | Days |  | XMN-PS-LAB-CH |  |  | WorkArea |  | 0.5 | g | Y | Y | 1 | Y | N | Test Method | DIN 54231 | 2005-11 |  | Default | Chemical |  | DD | Y | Allergenic, carcinogenic and other colourants | DIN 54231:2005-11 | 7.5 | mg/kg |  | DD.m | PS3006 | Allergenic and Carcinogenic Dyes | Price Per Unit |  | chem_layout2 |  |  | Y | FFM
DIN EN ISO 17881-2_2016-09_XMN | 1 | Current | Textiles - Phosphorous flame retardants | Standard | 4 | Days |  | XMN-PS-LAB-CH |  |  | WorkArea |  | 0,5 | g | Y | Y | 1 | Y | N | Test Method | DIN EN ISO 17881-2 | 2016-02 |  | Default | Chemical |  | Tris | Y | Phosphorous based flame retardants | DIN EN ISO 17881-2:2016-02 | 5 | mg/kg |  | Flamme.m | PS3019 | Phosphorous Flame Retardants | Price Per Unit |  | chem_layout2 |  |  | Y | FFM
DIN EN ISO 14362-1_2017-05syn_w/oNaD_XMN | 1 | Current | Azo dyes - textile synthetic without Sodium dithionite | Standard | 4 | Days |  | XMN-PS-LAB-CH |  |  | WorkArea |  | 1 | g | Y | Y | 1 | Y | N | Test Method | DIN EN ISO 14362-1_syn_w/o_dithio | 2017-05 |  | Default | Chemical |  | Azo S w/o NaDi | Y | Aromatic Amines derived from azo colourants in textiles | DIN EN ISO 14362-1:2017-05 | 5 | mg/kg |  | Aromatische_Amine_TS_2020.m | PS3002 | Azo dyes/Aromatic Amines in Leather | Price Per Unit |  | chem_layout2 |  |  | Y | FFM
DIN EN ISO 14362-1_2017-05nat_w/oNaD_XMN | 1 | Current | Azo dyes - textile natural without Sodium dithionite | Standard | 4 | Days |  | XMN-PS-LAB-CH |  |  | WorkArea |  | 1 | g | Y | Y | 1 | Y | N | Test Method | DIN EN ISO 14362-1_nat_w/o_dithio | 2017-05 |  | Default | Chemical |  | Azo N w/o NaDI | Y | Aromatic Amines derived from azo colourants in textiles | DIN EN ISO 14362-1:2017-05 | 5 | mg/kg |  | Aromatische_Amine_TS_2020.m | PS3002 | Azo dyes/Aromatic Amines in Leather | Price Per Unit |  | chem_layout2 |  |  | Y | FFM
GTP_Chem_CPS_25191B_2016_XMN | 1 | Current | Preserving Agents | Standard | 4 | Days |  | XMN-PS-LAB-CH |  |  | WorkArea |  | 1 | gm | Y | Y | 1 | Y | N | Test Method | GTP_Chem_CPS_25191B | 2016 |  | Default | Chemical |  | PA | Y | Determination of Preserving Agents in Leather, Textiles | GTP_Chem_CPS_25191B:2016 |  | mg/kg | [6 empty] | chem_layout2 |  |  | Y | SA
LFGB BVL B 82.02-9_2016_nat_XMN | 1 | Current | p-AAB in natural textile | Standard | 4 | Days |  | XMN-PS-LAB-CH |  |  | WorkArea |  | 1 | gm | Y | Y | 1 | Y | N | Test Method | LFGB BVL B 82.02-9_nat | 2016 |  | Default | Default |  | 4AMB nat | Y | Determination of p-AAB in textiles | LFGB BVL B 82.02-9:2016 | 5 | mg/kg | [6 empty] | chem_layout2 |  |  | Y | SA
LFGB BVL B 82.02-9_2016_syn_XMN | 1 | Current | p-AAB in synthtic textiles | Standard | 4 | Days |  | XMN-PS-LAB-CH |  |  | WorkArea |  | 1 | gm | Y | Y | 1 | Y | N | Test Method | LFGB BVL B 82.02-9_syn | 2016 |  | Default | Default |  | 4AMB syn | Y | Determination of p-AAB in textiles | LFGB BVL B 82.02-9:2016 | 5 | mg/kg | [6 empty] | chem_layout2 |  |  | Y | SA
AATCC TM 112_2014_XMN | 1 | Current | Released Formaldehyde Content in Textile | Standard | 4 | Days |  | XMN-PS-LAB-CH |  |  | WorkArea |  | 1 | g | Y | Y | 1 | Y | N | Test Method | AATCC TM 112 | 2014 |  | Default | Chemical |  | FA T | Y | Formaldehyde release from fabric, sealed Jar method | AATCC TM 112:2014 | 10 | mg/kg | [6 empty] | chem_layout2 |  |  | Y | SA
16CFR-1303_2016_XMN | 1 | Current | Total lead in paint and surface coating | Standard | 4 | Days |  | XMN-PS-LAB-CH |  |  | WorkArea |  | 0.1 | g | Y | Y | 1 | Y | N | Test Method | 16CFR-1303 | 2016 |  | Default | Chemical |  | Pb coa | Y | Determination of Total lead in paint and surface coating | 16CFR-1303 | 20 | mg/kg | [6 empty] | chem_layout2 |  |  | Y | SA
ASTM E 1613_2012_XMN | 1 | Current | Extractable Lead in Jewellary | Standard | 4 | Days |  | XMN-PS-LAB-CH |  |  | WorkArea |  | 1 | gm | Y | Y | 1 | Y | N | Test Method | ASTM E 1613 | 2012 |  | Default | Chemical |  | Extr pb | Y | Determination of Lead by Inductively Coupled Plasma Atomic Emission Spectrometry (ICP-AES) | ASTM E 1613:2012 | 0.05 | mg/kg | [6 empty] | chem_layout2 |  |  | Y | SA
ASTM F 2617_2015_XMN | 1 | Current | Total Lead in Non-Metallic Substrate | Standard | 4 | Days |  | XMN-PS-LAB-CH |  |  | WorkArea |  | 0.5 | gm | Y | Y | 1 | Y | N | Test Method | ASTM F 2617 | 2015 |  | Default | Chemical |  | Total Pb sub | Y | Determination of Lead in Polymeric Material Using Energy Dispersive X-ray Spectrometry | ASTM F 2617:2015 | 50 | mg/kg | [6 empty] | chem_layout2 |  |  | Y | SA
ASTM F 2853_2015_XMN | 1 | Current | Total Lead in Non-Metallic Substrate | Standard | 4 | Days |  | XMN-PS-LAB-CH |  |  | WorkArea |  | 0.5 | gm | Y | Y | 1 | Y | N | Test Method | ASTM F 2853 | 2015 |  | Default | Chemical |  | Total Pb sub | Y | Determination of Lead Substrates in Paint and Similar Coatings by Energy Dispersive X-Ray Fluorescence Spectrometry | ASTM F 2853:2015 | 50 | mg/kg | [6 empty] | chem_layout2 |  |  | Y | SA
BS EN 16778_2016_XMN | 1 | Current | Dimethylformamide | Standard | 4 | Days |  | XMN-PS-LAB-CH |  |  | WorkArea |  | 1 | gm | Y | Y | 1 | Y | N | Test Method | BS EN 16778 | 2016 |  | Default | Chemical |  | DMFo | Y | Protective gloves - The Determination of Dimethylformamide in gloves | BS EN 16778:2016 | 0.01 | mg/kg | [6 empty] | chem_layout2 |  |  | Y | SA
BS EN ISO 14184-2_2011_XMN | 1 | Current | Released Formaldehyde Content in Textile | Standard | 4 | Days |  | XMN-PS-LAB-CH |  |  | WorkArea |  | 1 | gm | Y | Y | 1 | Y | N | Test Method | BS EN ISO 14184-2 | 2011 |  | Default | Chemical |  | FA T | Y | Determination of Released formaldehyde (Vapour absorption method) from Textile | BS EN ISO 14184-2:2011 | 10 | mg/kg | [6 empty] | chem_layout2 |  |  | Y | SA
BVL B 82.02-3_2016_XMN | 1 | Current | Azo Dyes in leather | Standard | 4 | Days |  | XMN-PS-LAB-CH |  |  | WorkArea |  | 1 | gm | Y | Y | 1 | Y | N | Test Method | BVL B 82.02-3 | 2016 |  | Default | Chemical |  | Azo L | Y | Leather-Determination of certain aromatic amines derived from azo colorants | BVL B 82.02-3:2016 | 5 | mg/kg | [6 empty] | chem_layout2 |  |  | Y | SA
CPSC-CH-C1001-09.4_2018_XMN | 1 | Current | Phthalates | Standard | 4 | Days |  | XMN-PS-LAB-CH |  |  | WorkArea |  | 0.3 | gm | Y | Y | 1 | Y | N | Test Method | CPSC-CH-C1001-09.4 | 2018 |  | Default | Chemical |  | PHT | Y | Standard Operating procedure for Determination of Phthalates. | CPSC-CH-C1001-09.4:2018 | 50 | mg/kg | [6 empty] | chem_layout2 |  |  | Y | SA
DIN EN 1122_2002_XMN | 1 | Current | Total Cadmium in plastics | Standard | 4 | Days |  | XMN-PS-LAB-CH |  |  | WorkArea |  | 0.5 | gm | Y | Y | 1 | Y | N | Test Method | DIN EN 1122 | 2002 |  | Default | Chemical |  | total Cd | Y | Determination of Cadmium Wet Decomposition method- Plastic | DIN EN 1122:2002 | 10 | mg/kg | [6 empty] | chem_layout2 |  |  | Y | SA
DIN EN ISO 17075-1_2017_XMN | 1 | Current | Chromium VI Content in Leather | Standard | 4 | Days |  | XMN-PS-LAB-CH |  |  | WorkArea |  | 2 | gm | Y | Y | 1 | Y | N | Test Method | DIN EN ISO 17075-1 (IULTCS/IUC 18-1) | 2017 |  | Default | Chemical |  | Cr Vi | Y | Chemical determination of chromium(VI) content in leather -Colorimetric method | DIN EN ISO 17075-1:2017 | 3 | mg/kg | [6 empty] | chem_layout2 |  |  | Y | SA
GB/T 18414.1_2006_XMN | 1 | Current | Chlorinated Phenols | Standard | 4 | Days |  | XMN-PS-LAB-CH |  |  | WorkArea |  | 1 | gm | Y | Y | 1 | Y | N | Test Method | GB/T 18414.1 | 2006 |  | Default | Chemical |  | PCP | Y | Textiles - Determination of residues of Pentachlorophenol - part 1: Gas Chromatography | GB/T 18414.1:2006 | 0.05 | mg/kg | [6 empty] | chem_layout2 |  |  | Y | SA
GB/T 19941_2019_XMN | 1 | Current | Formaldehyde Content Leather and fur | Standard | 4 | Days |  | XMN-PS-LAB-CH |  |  | WorkArea |  | 2 | gm | Y | Y | 1 | Y | N | Test Method | GB/T 19941 | 2019 |  | Default | Chemical |  | FA L | Y | Determination of formaldehyde content | GB/T 19941:2019 | 10 | mg/kg | [6 empty] | chem_layout2 |  |  | Y | SA
GB/T 19942_2019_XMN | 1 | Current | Azo Dyes in leather | Standard | 4 | Days |  | XMN-PS-LAB-CH |  |  | WorkArea |  | 1 | gm | Y | Y | 1 | Y | N | Test Method | GB/T 19942 | 2019 |  | Default | Chemical |  | Azo L | Y | Leather-Determination of Banned Azo colorants | GB/T 19942:2019 | 5 | mg/kg | [6 empty] | chem_layout2 |  |  | Y | SA
GB/T 20388_2016_XMN | 1 | Current | Phthalates | Standard | 4 | Days |  | XMN-PS-LAB-CH |  |  | WorkArea |  | 0.3 | gm | Y | Y | 1 | Y | N | Test Method | GB/T 20388 | 2016 |  | Default | Chemical |  | PHT | Y | Textiles -- Determination of the phthalate content -- Tetrahydrofuran method | GB/T 20388:2016 | 50 | mg/kg | [6 empty] | chem_layout2 |  |  | Y | SA
GB/T 24153_2009_XMN | 1 | Current | Nitrosamines and its substances release | Standard | 4 | Days |  | XMN-PS-LAB-CH |  |  | WorkArea |  | 5 | gm | Y | Y | 1 | Y | N | Test Method | GB/T 24153 | 2009 |  | Default | Chemical |  | NA | Y | Rubber and elastomer materials - Determination of N-nitrosamines | GB/T 24153:2009 | 0.01 | mg/kg | [6 empty] | chem_layout2 |  |  | Y | SA
GB/T 2912.1_2009_XMN | 1 | Current | Free and Hydrolyzed Formaldehyde content in Textiles | Standard | 4 | Days |  | XMN-PS-LAB-CH |  |  | WorkArea |  | 1 | gm | Y | Y | 1 | Y | N | Test Method | GB/T 2912.1 | 2009 |  | Default | Chemical |  | FA T | Y | Determination of Free and Hydrolysed formaldehyde (water extraction method) from textile | GB/T 2912.1:2009 | 10 | mg/kg | [6 empty] | chem_layout2 |  |  | Y | SA
GTP_Chem_CPS_ 25150C_2018_XMN | 1 | Current | Chromium VI Content in Leather by IC-PCR | Standard | 4 | Days |  | XMN-PS-LAB-CH |  |  | WorkArea |  | 2 | gm | Y | Y | 1 | Y | N | Test Method | GTP_Chem_CPS_ 25150C | 2018 |  | Default | Chemical |  | Cr Vi non agening | Y | Chromium VI Content in leather by IC-PCR | GTP_Chem_CPS_ 25150C:2018 | 3 | mg/kg | [6 empty] | chem_layout2 |  |  | Y | SA
GTP_Chem_CPS_25101B_2016_XMN | 1 | Current | Alkyl Phenol Ethoxylates | Standard | 4 | Days |  | XMN-PS-LAB-CH |  |  | WorkArea |  | 1 | gm | Y | Y | 1 | Y | N | Test Method | GTP_Chem_CPS_25101B | 2016 |  | Default | Chemical |  | APEO | Y | Determination of Alkyl Phenols+ Alkyl Phenol Ethoxylates | GTP_Chem_CPS_25101B:2016 | 10 | mg/kg | [6 empty] | chem_layout2 |  |  | Y | SA
GTP_Chem_CPS_25103B_2016_nat_XMN | 1 | Current | Azo dyes - textile natural | Standard | 4 | Days |  | XMN-PS-LAB-CH |  |  | WorkArea |  | 1 | gm | Y | Y | 1 | Y | N | Test Method | GTP_Chem_CPS_25103B_nat | 2016 |  | Default | Chemical |  | Azo nat | Y | Textiles - Methods for determination of certain aromatic amines derived from azo colorants | GTP_Chem_CPS_25103B:2016 | 5 | mg/kg | [6 empty] | chem_layout2 |  |  | Y | SA
GTP_Chem_CPS_25103B_2016_syn_XMN | 1 | Current | Azo dyes - textile synthetic | Standard | 4 | Days |  | XMN-PS-LAB-CH |  |  | WorkArea |  | 1 | gm | Y | Y | 1 | Y | N | Test Method | GTP_Chem_CPS_25103B_syn | 2016 |  | Default | Chemical |  | Azo syn | Y | Textiles - Methods for determination of certain aromatic amines derived from azo colorants | GTP_Chem_CPS_25103B:2016 | 5 | mg/kg | [6 empty] | chem_layout2 |  |  | Y | SA
GTP_Chem_CPS_25104B_2016_nat_XMN | 1 | Current | 4AAB - natural textile | Standard | 4 | Days |  | XMN-PS-LAB-CH |  |  | WorkArea |  | 1 | gm | Y | Y | 1 | Y | N | Test Method | GTP_Chem_CPS_25104B_syn | 2016 |  | Default | Chemical |  | 4AMB nat | Y | Textiles - Methods for determination of certain aromatic amines derived from azo colorants - Part 3: Detection of the use of certain azo colorants, which may release 4-aminoazobenzene | GTP_Chem_CPS_25104B:2016 | 5 | mg/kg | [6 empty] | chem_layout2 |  |  | Y | SA
GTP_Chem_CPS_25104B_2016_syn_XMN | 1 | Current | 4AAB - synthetic textile | Standard | 4 | Days |  | XMN-PS-LAB-CH |  |  | WorkArea |  | 1 | gm | Y | Y | 1 | Y | N | Test Method | GTP_Chem_CPS_25104B_nat | 2016 |  | Default | Chemical |  | 4AMB syn | Y | Textiles - Methods for determination of certain aromatic amines derived from azo colorants - Part 3: Detection of the use of certain azo colorants, which may release 4-aminoazobenzene | GTP_Chem_CPS_25104B:2016 | 5 | mg/kg | [6 empty] | chem_layout2 |  |  | Y | SA
GTP_Chem_CPS_25105C_2018_XMN | 1 | Current | Chlorinated Organic Carriers in Synthetic Textiles | Standard | 4 | Days |  | XMN-PS-LAB-CH |  |  | WorkArea |  | 1 | gm | Y | Y | 1 | Y | N | Test Method | GTP_Chem_CPS_25105C | 2018 |  | Default | Chemical |  | COC | Y | Determination of the content of bonds based on chlorobenzene and chlorotoluene (Chlorinated Organic Carriers) | GTP_Chem_CPS_25105C:2018 | 0.1 | mg/kg | [6 empty] | chem_layout2 |  |  | Y | SA
GTP_Chem_CPS_25106C_2019_XMN | 1 | Current | Polycyclic Aromatic hydrocarbons (PAHs) | Standard | 4 | Days |  | XMN-PS-LAB-CH |  |  | WorkArea |  | 1 | gm | Y | Y | 1 | Y | N | Test Method | GTP_Chem_CPS_25106C | 2019 |  | Default | Chemical |  | PAH | Y | Determination of Polycyclic aromatic hydrocarbons | GTP_Chem_CPS_25106C:2019 | 0.2 | mg/kg | [6 empty] | chem_layout2 |  |  | Y | SA
GTP_Chem_CPS_25119C_2018_XMN | 1 | Current | Chlorinated Phenols | Standard | 4 | Days |  | XMN-PS-LAB-CH |  |  | WorkArea |  | 1 | gm | Y | Y | 1 | Y | N | Test Method | GTP_Chem_CPS_25119C | 2018 |  | Default | Chemical |  | CP | Y | Determination of Chlorinated Phenols | GTP_Chem_CPS_25119C:2018 | 0.05 | mg/kg | [6 empty] | chem_layout2 |  |  | Y | SA
GTP_Chem_CPS_25120D_2019_XMN | 1 | Current | Bisphenol A (BPA) in Plastic | Standard | 4 | Days |  | XMN-PS-LAB-CH |  |  | WorkArea |  | 1 | gm | Y | Y | 1 | Y | N | Test Method | GTP_Chem_CPS_25120D | 2019 |  | Default | Chemical |  | Bisphenol A | Y | Determination of bisphenol A | GTP_Chem_CPS_25120D:2019 | 1 | mg/kg | [6 empty] | chem_layout2 |  |  | Y | SA
GTP_Chem_CPS_25126C_2018_XMN | 1 | Current | Dimethylformamide | Standard | 4 | Days |  | XMN-PS-LAB-CH |  |  | WorkArea |  | 1 | gm | Y | Y | 1 | Y | N | Test Method | GTP_Chem_CPS_25126C | 2018 |  | Default | Chemical |  | DMFo | Y | Determination of Dimethylformamide (DMFo) | GTP_Chem_CPS_25126C:2018 | 0.01 | mg/kg | [6 empty] | chem_layout2 |  |  | Y | SA
GTP_Chem_CPS_25151C_2018_XMN | 1 | Current | Chromium VI Content in Leather | Standard | 4 | Days |  | XMN-PS-LAB-CH |  |  | WorkArea |  | 2 | gm | Y | Y | 1 | Y | N | Test Method | GTP_Chem_CPS_25151C | 2018 |  | Default | Chemical |  | Cr Vi | Y | Determination of Chromium VI in Leather | GTP_Chem_CPS_25151C:2018 | 3 | mg/kg | [6 empty] | chem_layout2 |  |  | Y | SA
GTP_Chem_CPS_25173B_2016_XMN | 1 | Current | Determination of heavy metal in shoe | Standard | 4 | Days |  | XMN-PS-LAB-CH |  |  | WorkArea |  | 1 | gm | Y | Y | 1 | Y | N | Test Method | GTP_Chem_CPS_25173B | 2016 |  | Default | Chemical |  | Total HM | Y | Extractable heavy metals content in Textiles | GTP_Chem_CPS_25182B:2016 | 0.1 | mg/kg | [6 empty] | chem_layout2 |  |  | Y | SA
GTP_Chem_CPS_25175B_2016_XMN | 1 | Current | Phthalates | Standard | 4 | Days |  | XMN-PS-LAB-CH |  |  | WorkArea |  | 0.3 | gm | Y | Y | 1 | Y | N | Test Method | GTP_Chem_CPS_25175B | 2016 |  | Default | Chemical |  | PHT | Y | Determination of Phthalates in textiles, footwear and polymers by THF Percipiration Method | GTP_Chem_CPS_25175B:2016 | 50 | mg/kg | [6 empty] | chem_layout2 |  |  | Y | SA
GTP_Chem_CPS_25193A-2016_XMN | 1 | Current | Azo Dyes in leather | Standard | 4 | Days |  | XMN-PS-LAB-CH |  |  | WorkArea |  | 1 | gm | Y | Y | 1 | Y | N | Test Method | GTP_Chem_CPS_25193A | 2016 |  | Default | Chemical |  | Azo L | Y | Leather-Determination of Banned Azo colorants | GTP_Chem_CPS_25193A:2016 | 5 | mg/kg | [6 empty] | chem_layout2 |  |  | Y | SA
ISO/TS 16190_2013_XMN | 1 | Current | Polycyclic Aromatic hydrocarbons (PAHs) | Standard | 4 | Days |  | XMN-PS-LAB-CH |  |  | WorkArea |  | 1 | gm | Y | Y | 1 | Y | N | Test Method | ISO/TS 16190 | 2013 |  | Default | Chemical |  | PAH | Y | Test method to quantitatively determine polycyclic aromatic hydrocarbons (PAH) in footwear materials | ISO/TS 16190:2013 | 0.2 | mg/kg | [6 empty] | chem_layout2 |  |  | Y | SA
JIS L 1041_2011_XMN | 1 | Current | Free and Hydrolyzed Formaldehyde content in Textiles | Standard | 4 | Days |  | XMN-PS-LAB-CH |  |  | WorkArea |  | 1 | gm | Y | Y | 1 | Y | N | Test Method | JIS L 1041 | 2011 |  | Default | Chemical |  | Formaldehyde | Y | Test Method for Resin Finished Textiles | JIS L 1041:2011 | 10 | mg/kg | [6 empty] | chem_layout2 |  |  | Y | SA
ASTM E 1645_2007_XMN | 1 | Current | Total lead in paint and surface coating | Standard | 4 | Days |  | XMN-PS-LAB-CH |  |  | WorkArea |  | 0.1 | gm | Y | Y | 1 | Y | N | Test Method | ASTM E 1645 | 2007 |  | Default | Chemical |  | Pb coa | Y | Determination of Total lead in paint and surface coating | ASTM E 1645:2007 | 20 | mg/kg | [6 empty] | chem_layout2 |  |  | Y | SA
ASTM F 963_2017_HM_XMN | 1 | Current | Heavy Metals in Toys | Standard | 4 | Days |  | XMN-PS-LAB-CH |  |  | WorkArea |  | 1 | gm | Y | Y | 1 | Y | N | Test Method | ASTM F 963_HM | 2017 |  | Default | Chemical |  | HM toy | Y | Determination of Heavy metals in Toys | ASTM F 963(4.3.5.2):2017 | 10 | mg/kg | [6 empty] | chem_layout2 |  |  | Y | SA
ASTM F 963_2017_PHT_XMN | 1 | Current | Phthalate esters in Toys | Standard | 4 | Days |  | XMN-PS-LAB-CH |  |  | WorkArea |  | 0.3 | gm | Y | Y | 1 | Y | N | Test Method | ASTM F 963_PHT | 2017 |  | Default | Chemical |  | PHT toy | Y | Determination of phthalate esters in toys | ASTM F 963(4.3.8):2017 | 100 | mg/kg | [6 empty] | chem_layout2 |  |  | Y | SA
GB/T 17592_2006_nat_XMN | 1 | Current | Azo dyes - textile natural | Standard | 4 | Days |  | XMN-PS-LAB-CH |  |  | WorkArea |  | 1 | gm | Y | Y | 1 | Y | N | Test Method | GB/T 17592_ nat | 2006 |  | Default | Chemical |  | Azo N | Y | Determination of Azo dyes in Textiles | GB/T 17592:2006 | 5 | mg/kg | [6 empty] | chem_layout2 |  |  | Y | SA
GB/T 17592_2006_syn_XMN | 1 | Current | Azo dyes - textile synthetic | Standard | 4 | Days |  | XMN-PS-LAB-CH |  |  | WorkArea |  | 1 | gm | Y | Y | 1 | Y | N | Test Method | GB/T 17592_ syn | 2006 |  | Default | Chemical |  | Azo S | Y | Determination of Azo dyes in Textiles | GB/T 17592:2006 | 5 | mg/kg | [6 empty] | chem_layout2 |  |  | Y | SA
GB/T 23344_2009_nat_XMN | 1 | Current | p-AAB in textiles_ textile natural | Standard | 4 | Days |  | XMN-PS-LAB-CH |  |  | WorkArea |  | 1 | gm | Y | Y | 1 | Y | N | Test Method | GB/T 23344_ nat | 2009 |  | Default | Chemical |  | 4AMB nat | Y | Determination of p-AAB in textiles | GB/T 23344:2009 | 5 | mg/kg | [6 empty] | chem_layout2 |  |  | Y | SA
GB/T 23344_2009_syn_XMN | 1 | Current | p-AAB in textiles_ textile synthetic | Standard | 4 | Days |  | XMN-PS-LAB-CH |  |  | WorkArea |  | 1 | gm | Y | Y | 1 | Y | N | Test Method | GB/T 23344_syn | 2009 |  | Default | Chemical |  | 4AMB syn | Y | Determination of p-AAB in textiles | GB/T 23344:2009 | 5 | mg/kg | [6 empty] | chem_layout2 |  |  | Y | SA
GTP_Chem_CPS_25104B_2016_LEA_XMN | 1 | Current | p-AAB in Leather | Standard | 4 | Days |  | XMN-PS-LAB-CH |  |  | WorkArea |  | 1 | gm | Y | Y | 1 | Y | N | Test Method | GTP_Chem_CPS_25104B_LEA | 2016 |  | Default | Chemical |  | 4AMB L | Y | Determination of p-AAB in Leather | GTP_Chem_CPS_25104B:2016 | 5 | mg/kg | [6 empty] | chem_layout2 |  |  | Y | SA
GTP_Chem_CPS_25125B_2016_XMN | 1 | Current | Organotin compounds in coatings,prints,plastic materials | Standard | 4 | Days |  | XMN-PS-LAB-CH |  |  | WorkArea |  | 1 | gm | Y | Y | 1 | Y | N | Test Method | GTP_Chem_CPS_25125B | 2016 |  | Default | Chemical |  | OTC | Y | Determination of Organotin compounds in coatings,prints,plastic materials | GTP_Chem_CPS_25125B:2016 | 0.025 | mg/kg | [6 empty] | chem_layout2 |  |  | Y | SA
GTP_Chem_CPS_25182B_2016_XMN | 1 | Current | Determination of heavy metal in Textiles | Standard | 4 | Days |  | XMN-PS-LAB-CH |  |  | WorkArea |  | 1 | gm | Y | Y | 1 | Y | N | Test Method | GTP_Chem_CPS_25182B | 2016 |  | Default | Chemical |  | HM T | Y | Determination of heavy metal in Textiles | GTP_Chem_CPS_25182B:2016 | 10 | mg/kg | [6 empty] | chem_layout2 |  |  | Y | SA
LFGB BVL B 82.02-08_2001_XMN | 1 | Current | Pentachlorophenol in Leather and Textiles | Standard | 4 | Days |  | XMN-PS-LAB-CH |  |  | WorkArea |  | 1 | gm | Y | Y | 1 | Y | N | Test Method | LFGB BVL B 82.02-08 | 2001 |  | Default | Chemical |  | PCP L | Y | Determination of Pentachlorophenol in Leather & Textiles | LFGB BVL B 82.02-08:2001 | 0.05 | mg/kg | [6 empty] | chem_layout2 |  |  | Y | SA
LFGB BVL B 82.02-2_2013_XMN | 1 | Current | Azo Dyes in Textiles natural | Standard | 4 | Days |  | XMN-PS-LAB-CH |  |  | WorkArea |  | 1 | gm | Y | Y | 1 | Y | N | Test Method | LFGB BVL B 82.02-2 | 2013 |  | Default | Chemical |  | Azo T | Y | Determination of Azo dyes in Textiles | LFGB BVL B 82.02-2:2013 | 5 | mg/kg | [6 empty] | chem_layout2 |  |  | Y | SA
LFGB BVL B 82.02-4_2013_XMN | 1 | Current | Azo Dyes in Synthetic | Standard | 4 | Days |  | XMN-PS-LAB-CH |  |  | WorkArea |  | 1 | gm | Y | Y | 1 | Y | N | Test Method | LFGB BVL B 82.02-4 | 2013 |  | Default | Chemical |  | Azo syn | Y | Determination of Azo Dyes in Synthetic | LFGB BVL B 82.02-4:2013 | 5 | mg/kg | [6 empty] | chem_layout2 |  |  | Y | SA
GB/T 22048_2015_XMN | 1 | Current | Phthalate esters in toys and children"s products. | Standard | 4 | Days |  | XMN-PS-LAB-CH |  |  | WorkArea |  | 0.3 | gm | Y | Y | 1 | Y | N | Test Method | GB/T 22048 | 2018 |  | Default | Chemical |  | PHT toy | Y | Determination of phthalate plasticizers in polyvinyl chloride plastic | GB/T 22048:2015 | 50 | mg/kg | [6 empty] | chem_layout2 |  |  | Y | SA
DIN EN 17132_2019_XMN | 1 | Current | PAH in textile | Standard | 4 | Days |  | XMN-PS-LAB-CH |  |  | WorkArea |  | 1 | gm | Y | Y | 1 | Y | N | Test Method | DIN EN 17132 | 2019 |  | Default | Chemical |  | PAH | Y | Determination of Polycyclic Aromatic Hydrocarbons (PAH) in textile | DIN EN 17132:2019 | 0.2 | mg/kg | [6 empty] | chem_layout2 |  |  | Y | SA
DIN EN ISO 13365-2_2019_XMN | 1 | Current | Preserving Agents-Artificial perspiration extraction method | Standard | 4 | Days |  | XMN-PS-LAB-CH |  |  | WorkArea |  | 1 | gm | Y | Y | 1 | Y | N | Test Method | DIN EN ISO 13365-2 | 2019 |  | Default | Chemical |  | PA | Y | Determination of the preservative (TCMTB, PCMC, OPP, OIT) content in leather-Artificial perspiration extraction method | DIN EN ISO 13365-2:2019 | 10 | mg/kg | [6 empty] | chem_layout2 |  |  | Y | SA
DIN EN ISO 17075-2_2017_XMN | 1 | Current | Chromium VI Content in Leather by IC-PCR | Standard | 4 | Days |  | XMN-PS-LAB-CH |  |  | WorkArea |  | 2 | gm | Y | Y | 1 | Y | N | Test Method | DIN EN ISO 17075-2 | 2017 |  | Default | Chemical |  | Cr Vi | Y | Determination of chromium(VI) content in leather -Chromatographic method | DIN EN ISO 17075-2:2017 | 3 | mg/kg | [6 empty] | chem_layout2 |  |  | Y | SA
GTP_Chem_CPS_25166B_2016_XMN | 1 | Current | Flame Retardants | Standard | 4 | Days |  | XMN-PS-LAB-CH |  |  | WorkArea |  | 1 | gm | Y | Y | 1 | Y | N | Test Method | GTP_Chem_CPS_25166B | 2016 |  | Default | Chemical |  | FR | Y | Determination of flame retardants in textiles by HPLC | GTP_Chem_CPS_25166B:2016 | 10 | mg/kg | [6 empty] | chem_layout2 |  |  | Y | SA
DIN EN 12472_2018-12_XMN | 1 | Current | Nickel release - Coated | Standard | 4 | Days |  | XMN-PS-LAB-CH |  |  | WorkArea |  |  |  | Y | Y | 3 | Y | N | Test Method | DIN EN 12472 | 2018-12 |  | Default | Chemical |  | Ni rel coa | Y | Nickel release coated | DIN EN 12472:2018-12 | 0.05 | µg/cm²/week |  |  | PS3509 | Nickel Release in coated metals | Price Per Unit |  | chem_layout2 |  |  | Y | FFM
DIN EN 12472_2020-11_XMN | 1 | Current | Nickel release - Coated | Standard | 4 | Days |  | XMN-PS-LAB-CH |  |  | WorkArea |  |  |  | Y | Y | 3 | Y | N | Test Method | DIN EN 12472 | 2020-11 |  | Default | Chemical |  | Ni rel coa | Y | Nickel release coated | DIN EN 12472:2020-11 | 0.05 | µg/cm²/week |  |  | PS3509 | Nickel Release in coated metals | Price Per Unit |  | chem_layout2 |  |  | Y | FFM
DIN EN 62321-7-1_2016-09_XMN | 1 | Current | CrVI - coatings - RoHS | Standard | 4 | Days |  | XMN-PS-LAB-CH |  |  | WorkArea |  |  |  | Y | Y | 1 | Y | N | Test Method | DIN EN 62321-7-1 | 2016-09 |  | Default | Chemical |  | CrVI coa | Y | Chromium VI (coatings) | DIN EN 62321-7-1:2016-09 | 0.1 | µg/cm² |  |  |  |  | Price Per Unit |  | chem_layout2 |  |  | Y | FFM
DIN EN ISO 4045_2018-09_XMN | 1 | Current | pH - Leather | Standard | 4 | Days |  | XMN-PS-LAB-CH |  |  | WorkArea |  | 5 | g | Y | Y | 2 | Y | N | Test Method | DIN EN ISO 4045 (IULTCS/IUC 11) | 2018-09 |  | Default | Chemical |  | pH L | Y | pH (Leather) | DIN EN ISO 4045:2018-09 |  |  |  |  | PS3536 | pH Value in Leather | Price Per Unit |  | chem_layout2 |  |  | Y | FFM
DIN EN ISO 3071_2018-12_XMN | 1 | Current | pH - Textiles | Standard | 4 | Days |  | XMN-PS-LAB-CH |  |  | WorkArea |  | 2 | g | Y | Y | 2 | Y | N | Test Method | DIN EN ISO 3071 | 2018-12 |  | Default | Chemical |  | pH T | Y | pH (Textiles) | DIN EN ISO 3071:2018-12 |  |  |  |  | PS3535 | pH Value (Natural & Synthetic) | Price Per Unit |  | chem_layout2 |  |  | Y | FFM
DIN EN ISO 3071_2020-05_XMN | 1 | Current | pH - Textiles | Standard | 4 | Days |  | XMN-PS-LAB-CH |  |  | WorkArea |  | 2 | g | Y | Y | 2 | Y | N | Test Method | DIN EN ISO 3071 | 2020-05 |  | Default | Chemical |  | pH T | Y | pH (Textiles) | DIN EN ISO 3071:2020-05 |  |  |  |  | PS3535 | pH Value (Natural & Synthetic) | Price Per Unit |  | chem_layout2 |  |  | Y | FFM
SNR 195651_2015-09_XMN | 1 | Current | Odour | Standard | 4 | Days |  | XMN-PS-LAB-CH |  |  | WorkArea |  |  |  | Y | Y | 1 | Y | N | Test Method | SNR 195651 | 2015-09 |  | Default | Chemical |  | Odour | Y | Odour | SNR 195651:2015-09 | [6 empty] | Price Per Unit |  | chem_layout2 |  |  | Y | FFM
PD CR 12471_2002-09_XMN | 1 | Current | Screening tests for nickel release | Standard | 4 | Days |  | XMN-PS-LAB-CH |  |  | WorkArea |  |  |  | Y | Y | 1 | Y | N | Test Method | PD CR 12471 | 2002-09 |  | Default | Chemical |  | Ni spot | Y | Nickel screening | PD CR 12471:2002-09 |  |  |  |  | PS3510 | Screening test for Nickel release | Price Per Unit |  | chem_layout2 |  |  | Y | FFM
DIN EN 16711-3_2019-08_XMN | 1 | Current | Lead release | Standard | 4 | Days |  | XMN-PS-LAB-CH |  |  | WorkArea |  |  |  | Y | Y | 1 | Y | N | Test Method | DIN EN 16711-3 | 2019-08 |  | Default | Chemical |  | Pb rel | Y | Lead release | DIN EN 16711-3:2019-08 | 0.1 | µg/cm²/hr |  |  |  |  | Price Per Unit |  | chem_layout2 |  |  | Y | FFM
EN 1811+A1_MB | 1 | Current | Nickel release - Uncoated | Standard | 4 | Days |  | XMN-PS-LAB-CH |  |  | WorkArea |  |  |  | Y | Y | 3 | Y | N | Test Method | EN 1811+A1 | 2015-10 |  | Method Blank | Chemical |  | Ni rel | Y | Nickel release non-coated | DIN EN 1811:2015-10 | 0.05 | µg/cm²/week |  |  |  |  | Price Per Unit |  | chem_layout2 |  |  |  | FFM
DIN CEN/TS 15968_2010-11_XMN | 1 | Current | PFC in coated and impregnated solid articles, liquids and fire fighting foams | Standard | 4 | Days |  | XMN-PS-LAB-CH |  |  | WorkArea |  | 20 | cm² | Y | Y | 1 | Y | N | Test Method | DIN CEN/TS 15968 | 2010-11 |  | Default | Chemical |  | PFC | Y | Perfluorooctansulfonate (PFOS), perfluorooctanoic acid (PFOA) and derivates | DIN CEN/TS 15968:2010-11 | 0.5 | µg/m² |  | PFC mrm-original_BS.m | PS3010 | PFOS | Price Per Unit |  | chem_layout2 |  |  | Y | FFM
GB/T 7573_2009_XMN | 1 | Current | pH Value in textile | Standard | 4 | Days |  | XMN-PS-LAB-CH |  |  | WorkArea |  | 2 | gm | Y | Y | 1 | Y | N | Test Method | GB/T 7573 | 2009 |  | Default | Chemical |  | pH T | Y | Determination of pH of Aqueous extract | GB/T 7573:2009 | [8 empty] | chem_layout2 |  |  | Y | SA
GTP_Chem_CPS_25102D_2018_XMN | 1 | Current | Phenol - Others in Textiles, leather, plastic | Standard | 4 | Days |  | XMN-PS-LAB-CH |  |  | WorkArea |  | 1 | gm | Y | Y | 1 | Y | N | Test Method | GTP_Chem_CPS_25102D | 2018 |  | Default | Chemical |  | Phenol | Y | Phenol - Others in Textiles, leather, plastic | GTP_Chem_CPS_25102D:2018 | [8 empty] | chem_layout2 |  |  | Y | SA
GTP_Chem_CPS_25179B_2016_XMN | 1 | Current | Total Cadmium and lead in plastics | Standard | 4 | Days |  | XMN-PS-LAB-CH |  |  | WorkArea |  | 0.5 | gm | Y | Y | 1 | Y | N | Test Method | GTP_Chem_CPS_25179B | 2016 |  | Default | Chemical |  | Total Cd and Pb | Y | Total Cadmium and lead in plastics | GTP_Chem_CPS_25179B:2016 | [8 empty] | chem_layout2 |  |  | Y | SA
ASTM F 963_2017_EHM_XMN | 1 | Current | Extractable Heavy metals in toys | Standard | 4 | Days |  | XMN-PS-LAB-CH |  |  | WorkArea |  | 1 | gm | Y | Y | 1 | Y | N | Test Method | ASTM F 963_EHM | 2017 |  | Default | Chemical |  | Extr HM toy | Y | Extractable Heavy metals | ASTM F 963(4.3.5.2):2017 | [8 empty] | chem_layout2 |  |  | Y | SA
GTP_Chem_CPS_25157B_2016_XMN | 1 | Current | Packaging and Packaging waste | Standard | 4 | Days |  | XMN-PS-LAB-CH |  |  | WorkArea |  | 0.2 | gm | Y | Y | 1 | Y | N | Test Method | GTP_Chem_CPS_25157B | 2016 |  | Default | Chemical |  | Pack W | Y | Packaging and Packaging waste | GTP_Chem_CPS_25157B:2016 | [8 empty] | chem_layout2 |  |  | Y | SA
GTP_Chem_CPS_25190B_2016_XMN | 1 | Current | Determination of surface area for Ni release | Standard | 8 | Days |  | XMN-PS-LAB-CH |  |  | WorkArea |  | 0.2 | gm | Y | Y | 1 | Y | N | Test Method | GTP_Chem_CPS_25190B | 2016 |  | Default | Chemical |  | Ni Release | Y | Determination of surface area for Ni release | GTP_Chem_CPS_25190B:2016 | 0.05 | µg/cm²/week | [6 empty] | chem_layout2 |  |  | Y | SA
GTP_Chem_CPS_25167B_2016_XMN | 1 | Current | Carcinogenic and Allergenic Dyes in Textiles and Leather | Standard | 4 | Days |  | XMN-PS-LAB-CH |  |  | WorkArea |  | 0.5 | gm | Y | Y | 1 | Y | N | Test Method | GTP_Chem_CPS_25167B | 2016 |  | Default | Chemical |  | ADD CD | Y | Determination of Carcinogenic and Allergenic Dyes in Textiles and Leather | GTP_Chem_CPS_25167B:2016 | 1 | mg/l | [6 empty] | chem_layout2 |  |  | Y | SA
DIN EN ISO 16373-2-2014_XMN | 1 | Current | Carcinogenic and Allergenic Dyes in Textiles | Standard | 4 | Days | Chemistry | XMN-PS-LAB-CH |  |  | WorkArea |  | 1 | gm | Y | Y | 1 | Y | N | Test Method | DIN EN ISO 16373-2 | 2014 |  | Default | Chemical |  | ADD CD | Y | Determination of Carcinogenic and Allergenic Dyes in Textiles and Leather | DIN EN ISO 16373-2:2014 | 1 | mg/l |  |  | PS3006 |  |  | GGN-PS-LAB-CH | chem_layout2 |  |  | Y | SA
DIN EN 16711-1_2016-02_XMN | 1 | Current | Total heavy metal - Footwear materials - microwave digestion | Standard | 4 | Days |  | XMN-PS-LAB-CH |  |  | WorkArea |  | 0.3 | g | Y | Y | 1 | Y | N | Test Method | DIN EN 16711-1 | 2016-02 | quantification by ICP-MS | Default | Chemical |  | Metal total | Y | Heavy metals - total content | DIN EN 16711-1:2016-02 | 5 | mg/kg |  |  | PS3519 | Total lead in Non-Metallic Substrate | Price Per Unit |  | chem_layout2 |  |  | Y | FFM
DIN CEN ISO/TS 16179_2012-12_XMN | 1 | Current | OTC - Footwear materials | Standard | 4 | Days |  | XMN-PS-LAB-CH |  |  | WorkArea |  | 1 | g | Y | Y | 1 | Y | N | Test Method | DIN CEN ISO/TS 16179 | 2012-12 | quantification by GC-MS | Default | Chemical |  | OTC | Y | Organotin compounds | DIN CEN ISO/TS 16179:2012-12 | 0.025 | mg/kg |  |  | PS3014 | Organotin Compounds > 6 | Price Per Unit |  | chem_layout2 |  |  | Y | FFM
DIN CEN ISO/TS 16181_2011-10_XMN | 1 | Current | Phthalates - Footwear materials | Standard | 4 | Days |  | XMN-PS-LAB-CH |  |  | WorkArea |  | 0.25 | g | Y | Y | 1 | Y | N | Test Method | DIN CEN ISO/TS 16181 | 2011-10 | modification: Toluene Extraction according AfPS GS 2019:01 PAK | Default | Chemical |  | PHT | Y | Phthalates | DIN CEN ISO/TS 16181:2011-10 | 75 | mg/kg |  |  | PS3012 | Phthalates > 7 | Price Per Unit |  | chem_layout2 |  |  | Y | FFM
AfPS GS 2019:01 PAK_2019-05_XMN | 1 | Current | Polycyclic aromatic hydrocarbons in plastics | Standard | 4 | Days |  | XMN-PS-LAB-CH |  |  | WorkArea |  | 0.25 | g | Y | Y | 1 | Y | N | Test Method | AfPS GS 2019:01 | 2019-05 | quantification by GC-MS | Default | Chemical |  | PAH | Y | Polycyclic aromatic hydrocarbons (PAH) | AfPS GS 2019:01 PAK:2019-05 | 0.2 | mg/kg |  |  | PS3005 | PAH | Price Per Unit |  | chem_layout2 |  |  | Y | FFM
DIN EN ISO 17070_2015-05_XMN | 1 | Current | Chlorophenols - Leather | Standard | 4 | Days |  | XMN-PS-LAB-CH |  |  | WorkArea |  | 1 | g | Y | Y | 1 | Y | N | Test Method | DIN EN ISO 17070 (IULTCS/IUC 25) | 2015-05 | modification: KOH Extraction (0,1 M) | Default | Chemical |  | CP | Y | Chlorinated phenols | DIN EN ISO 17070:2015-05 | 0.025 | mg/kg |  |  | PS3017 | Chlorophenols | Price Per Unit |  | chem_layout2 |  |  | Y | FFM
DIN EN ISO 18219_2016-02_P_XMN | 1 | Current | SCCP - plastics | Standard | 4 | Days |  | XMN-PS-LAB-CH |  |  | WorkArea |  | 0.5 | g | Y | Y | 1 | Y | N | Test Method | DIN EN ISO 18219 (IULTCS/IUC 30)_P | 2016-02 | modification: additional matrix: polymers, method extended by medium chain chlorinated paraffins (MCCP) | Default | Chemical |  | SCCP P | Y | Chlorinated paraffins | DIN EN ISO 18219:2016-02 | 100 | mg/kg |  |  | PS3022 | Short-& Medium Chain CP (SCCP/MCCP) | Price Per Unit |  | chem_layout2 |  |  | Y | FFM
DIN EN ISO 18219_2016-02_LTH_XMN | 1 | Current | SCCP - leather | Standard | 4 | Days |  | XMN-PS-LAB-CH |  |  | WorkArea |  | 0.5 | g | Y | Y | 1 | Y | N | Test Method | DIN EN ISO 18219 (IULTCS/IUC 30)_Lth | 2016-02 | modification: additional matrix: polymers, method extended by medium chain chlorinated paraffins (MCCP) | Default | Chemical |  | SCCP L | Y | Chlorinated paraffins | DIN EN ISO 18219:2016-02 | 100 | mg/kg |  |  | PS3022 | Short-& Medium Chain CP (SCCP/MCCP) | Price Per Unit |  | chem_layout2 |  |  | Y | FFM
DIN CEN ISO/TS 16186_2012-12_XMN | 1 | Current | DMFU - Footwear materials | Standard | 4 | Days |  | XMN-PS-LAB-CH |  |  | WorkArea |  | 1 | g | Y | Y | 1 | Y | N | Test Method | DIN CEN ISO/TS 16186 | 2012-12 | modification: extraction with acetone | Default | Chemical |  | DMFU | Y | Dimethylfumarate | DIN CEN ISO/TS 16186:2012-12 | 0.05 | mg/kg |  |  | PS3007 | Dimethylfumarate in Footwear Components | Price Per Unit |  | chem_layout2 |  |  | Y | FFM
DIN CEN ISO/TS 16189_2013-12_XMN | 1 | Current | DMFA - Footwear materials | Standard | 4 | Days |  | XMN-PS-LAB-CH |  |  | WorkArea |  | 1 | g | Y | Y | 1 | Y | N | Test Method | DIN CEN ISO/TS 16189 | 2013-12 | modification: additional parameter | Default | Chemical |  | VOC WAX | Y | Volatile organic compounds (VOC) by solvent extraction method | DIN CEN ISO/TS 16189:2013-12 | 2 | mg/kg |  |  | PS3098 | Dimethylformamide (DMFo) | Price Per Unit |  | chem_layout2 |  |  | Y | FFM
DIN EN ISO 17075-2 UV_2017-05_XMN | 1 | Current | CrVI - leather - IC-Method with UV aging | Standard | 4 | Days |  | XMN-PS-LAB-CH |  |  | WorkArea |  | 2 | g | Y | Y | 1 | Y | N | Test Method | DIN EN ISO 17075-2_UV | 2017-05 | modification: UV aging process | Default | Chemical |  | CrVI IC UV | Y | Chromium VI after UV aging | DIN EN ISO 17075-2:2017-05 | 3 | mg/kg | A recovery rate below 80 % may indicate the use of reduction agents. |  | PS3529 | Cr VI Content after UV ageing in leather | Price Per Unit |  | chem_layout2 |  |  | Y | FFM
DIN EN ISO 17075-2 80°C_2017-05_XMN | 1 | Current | CrVI - leather - IC-Method with temperature aging | Standard | 4 | Days |  | XMN-PS-LAB-CH |  |  | WorkArea |  | 2 | g | Y | Y | 1 | Y | N | Test Method | DIN EN ISO 17075-2_temp | 2017-05 | modification: 80 °C aging process acc. ISO 10195 | Default | Chemical |  | CrVI IC 80°C | Y | Chromium VI after thermal aging | DIN EN ISO 17075-2:2017-05 | 3 | mg/kg | A recovery rate below 80 % may indicate the use of reduction agents. |  | PS3527 | Cr VI Content after ageing in leather | Price Per Unit |  | chem_layout2 |  |  | Y | FFM
DIN EN ISO 17075-1 UV_2017-05_XMN | 1 | Current | CrVI - leather - UVVIS-Method with UV aging | Standard | 4 | Days |  | XMN-PS-LAB-CH |  |  | WorkArea |  | 2 | g | Y | Y | 1 | Y | N | Test Method | DIN EN ISO 17075-1 (IULTCS/IUC 18-1)_UV | 2017-05 | modification: UV aging process | Default | Chemical |  | CrVI UV | Y | Chromium VI after UV aging | DIN EN ISO 17075-1:2017-05 | 3 | mg/kg | A recovery rate below 80 % may indicate the use of reduction agents. |  | PS3529 | Cr VI Content after UV ageing in leather | Price Per Unit |  | chem_layout2 |  |  | Y | FFM
DIN EN ISO 17075-1 80°C_2017-05_XMN | 1 | Current | CrVI - leather - UVVIS-Method with temperature aging | Standard | 4 | Days |  | XMN-PS-LAB-CH |  |  | WorkArea |  | 2 | g | Y | Y | 1 | Y | N | Test Method | DIN EN ISO 17075-1_temp | 2017-05 | modification: 80 °C aging process acc. ISO 10195 | Default | Chemical |  | CrVI 80°C | Y | Chromium VI after thermal aging | DIN EN ISO 17075-1:2017-05 | 3 | mg/kg | A recovery rate below 80 % may indicate the use of reduction agents. |  | PS3527 | Cr VI Content after ageing in leather | Price Per Unit |  | chem_layout2 |  |  | Y | FFM
DIN EN ISO 17072-2_2019-07_XMN | 1 | Current | Total heavy metal - Leather - microwave digestion | Standard | 4 | Days |  | XMN-PS-LAB-CH |  |  | WorkArea |  | 0.3 | g | Y | Y | 1 | Y | N | Test Method | DIN EN ISO 17072-2 (IULTCS/IUC 27-2) | 2019-07 | quantification by ICP-MS | Default | Chemical |  | Metal total | Y | Heavy metals - total content (Leather) | DIN EN ISO 17072-2:2019-07 | 10 | mg/kg |  |  | PS3519 | Total lead in Non-Metallic Substrate | Price Per Unit |  | chem_layout2 |  |  | Y | FFM
DIN EN 16711-2_2016-02_XMN | 1 | Current | Extractable heavy metals -Perspiration - Textile | Standard | 4 | Days |  | XMN-PS-LAB-CH |  |  | WorkArea |  | 1 | g | Y | Y | 1 | Y | N | Test Method | DIN EN 16711-2 | 2016-02 | quantification by ICP-MS | Default | Chemical |  | Extr T pers | Y | Heavy metals - extractable with acidic artificial perspiration solution (Textile) | DIN EN 16711-2:2016-02 | 0.1 | mg/kg |  |  | PS3517 | Extr. heavy metals content in Textiles | Price Per Unit |  | chem_layout2 |  |  | Y | FFM
DIN EN ISO 17072-1 water_2019-07_XMN | 1 | Current | Soluble mineral tanning agents | Standard | 4 | Days |  | XMN-PS-LAB-CH |  |  | WorkArea |  | 1 | g | Y | Y | 1 | Y | N | Test Method | DIN EN ISO 17072-1_water | 2019-07 | modification: extraction: destilled water 37 °C 1 hour; quantification by ICP-MS | Default | Chemical |  | Extr L H2O | Y | Soluble mineral tanning agents | DIN EN ISO 17072-1:2019-07 | 0.1 | mg/kg |  |  | PS3613 | Extr. HM by Acid Perspiration in Leather | Price Per Unit |  | chem_layout2 |  |  | Y | FFM
DIN EN ISO 17072-1_2019-07_XMN | 1 | Current | Extractable heavy metals - Perspiration - Leather | Standard | 4 | Days |  | XMN-PS-LAB-CH |  |  | WorkArea |  | 1 | g | Y | Y | 1 | Y | N | Test Method | DIN EN ISO 17072-1 (IULTCS/IUC 27-1) | 2019-07 | quantification by ICP-MS | Default | Chemical |  | Extr L pers | Y | Heavy metals - extractable with acidic artificial perspiration solution (Leather) | DIN EN ISO 17072-1:2019-07 | 0.1 | mg/kg |  |  | PS3613 | Extr. HM by Acid Perspiration in Leather | Price Per Unit |  | chem_layout2 |  |  | Y | FFM
DIN EN 71-3_2019-08_XMN | 1 | Current | Extractable heavy metals - HCl - Toys | Standard | 4 | Days |  | XMN-PS-LAB-CH |  |  | WorkArea |  | 1 | g | Y | Y | 1 | Y | N | Test Method | DIN EN 71-3 | 2019-08 | quantification by ICP-MS | Default | Chemical |  | 71-3 | Y | Migration of certain elements | DIN EN 71-3:2019-08 | 0.02 | mg/kg |  |  | PS3525 | Migration of certain elements | Price Per Unit |  | chem_layout2 |  |  | Y | FFM
DIN EN 62321-7-2_2017-12_Toluene_XMN | 1 | Current | CrVI - polymers - RoHS extraction with Toluene | Standard | 4 | Days |  | XMN-PS-LAB-CH |  |  | WorkArea |  | 0.1 | g | Y | Y | 1 | Y | N | Test Method | DIN EN 62321-7-2_Toluene | 2017-12 | extraction with Toluene | Default | Chemical |  | CrVI Tol | Y | Chromium VI (Polymers and electronics) | DIN EN 62321-7-2:2017-12 | 100 | mg/kg |  |  |  |  | Price Per Unit |  | chem_layout2 |  |  | Y | FFM
DIN EN 62321-7-2_2017-12_NMP_XMN | 1 | Current | CrVI - polymers - RoHS extraction with NMP | Standard | 4 | Days |  | XMN-PS-LAB-CH |  |  | WorkArea |  | 0.1 | g | Y | Y | 1 | Y | N | Test Method | DIN EN 62321-7-2_NMP | 2017-12 | extraction with NMP | Default | Chemical |  | CrVI NMP | Y | Chromium VI (Polymers and electronics) | DIN EN 62321-7-2:2017-12 | 100 | mg/kg |  |  |  |  | Price Per Unit |  | chem_layout2 |  |  | Y | FFM
GTP Chem CPS 25171_90 °C_2016-07_XMN | 1 | Current | VOC - Headspace 90 °C | Standard | 4 | Days |  | XMN-PS-LAB-CH |  |  | WorkArea |  | 1 | g | Y | Y | 1 | Y | N | Test Method | GTP_Chem_CPS_25171 90°C | 2016-07 | TÜV SÜD in-house method: Headspace GC/MS, conditioning 45 minutes at 90 °C | Default | Chemical |  | VOC HS 90°C | Y | Volatile organic compounds - Determination with GC-MS-Headspace at 90 °C | GTP Chem CPS 25171:2016-07 | 1 | mg/kg |  |  | PS3026 | Volatile Organic Compounds >15 | Price Per Unit |  | chem_layout2 |  |  | Y | FFM
GTP Chem CPS 25171_120 °C_2016-07_XMN | 1 | Current | VOC - Headspace 120 °C | Standard | 4 | Days |  | XMN-PS-LAB-CH |  |  | WorkArea |  | 1 | g | Y | Y | 1 | Y | N | Test Method | GTP_Chem_CPS_25171 120°C | 2016-07 | TÜV SÜD in-house method: Headspace GC/MS, conditioning 45 minutes at 120 °C | Default | Chemical |  | VOC HS 120°C | Y | Volatile organic compounds - Determination with GC-MS-Headspace at 120 °C | GTP Chem CPS 25171:2016-07 | 1 | mg/kg |  |  | PS3008 | Acetophenone,2-P-2-P, Formamide | Price Per Unit |  | chem_layout2 |  |  | Y | FFM
BVL B 82.02-11 IC_2008-10_XMN | 1 | Current | CrVI - leather - IC-Method | Standard | 4 | Days |  | XMN-PS-LAB-CH |  |  | WorkArea |  | 2 | g | Y | Y | 1 | Y | N | Test Method | BVL B 82.02-11_IC | 2008-10 | modification: determination with IC-PCR-UVVIS | Default | Chemical |  | CrVI IC | Y | Chromium VI | BVL B 82.02-11:2008-10 | 3 | mg/kg | A recovery rate below 80 % may indicate the use of reduction agents. |  | PS3528 | Chromium VI Content in leather | Price Per Unit |  | chem_layout2 |  |  | Y | FFM
BVL B 82.02-11 80°C IC_2008-10_XMN | 1 | Current | CrVI - leather - IC-Method with temperature aging | Standard | 4 | Days |  | XMN-PS-LAB-CH |  |  | WorkArea |  | 2 | g | Y | Y | 1 | Y | N | Test Method | BVL B 82.02-11_temp_IC | 2008-10 | modification: 80 °C aging process acc. ISO 10195, determination with IC-PCR-UVVIS | Default | Chemical |  | CrVI IC 80°C | Y | Chromium VI after thermal aging | BVL B 82.02-11:2008-10 | 3 | mg/kg | A recovery rate below 80 % may indicate the use of reduction agents. |  | PS3527 | Cr VI Content after ageing in leather | Price Per Unit |  | chem_layout2 |  |  | Y | FFM
BVL B 82.02-11 UV IC_2008-10_XMN | 1 | Current | CrVI - leather - IC-Method with UV aging | Standard | 4 | Days |  | XMN-PS-LAB-CH |  |  | WorkArea |  | 2 | g | Y | Y | 1 | Y | N | Test Method | BVL B 82.02-11_UV_IC | 2008-10 | UV aging process, determination with IC-PCR-UVVIS | Default | Chemical |  | CrVI IC UV | Y | Chromium VI after UV aging | BVL B 82.02-11:2008-10 | 3 | mg/kg | A recovery rate below 80 % may indicate the use of reduction agents. |  | PS3529 | Cr VI Content after UV ageing in leather | Price Per Unit |  | chem_layout2 |  |  | Y | FFM
BVL B 82.02-11 80°C_2008-10_XMN | 1 | Current | CrVI - leather - UVVIS-Method with temperature aging | Standard | 4 | Days |  | XMN-PS-LAB-CH |  |  | WorkArea |  | 2 | g | Y | Y | 1 | Y | N | Test Method | BVL B 82.02-11_temp | 2008-10 | modification: 80 °C aging process acc. ISO 10195, determination with IC-PCR-UVVIS | Default | Chemical |  | CrVI 80°C | Y | Chromium VI after thermal aging | BVL B 82.02-11:2008-10 | 3 | mg/kg | A recovery rate below 80 % may indicate the use of reduction agents. |  | PS3527 | Cr VI Content after ageing in leather | Price Per Unit |  | chem_layout2 |  |  | Y | FFM
BVL B 82.02-11 UV_2008-10_XMN | 1 | Current | CrVI - leather - UVVIS-Method with UV aging | Standard | 4 | Days |  | XMN-PS-LAB-CH |  |  | WorkArea |  | 2 | g | Y | Y | 1 | Y | N | Test Method | BVL B 82.02-11_UV | 2008-10 | UV aging process, determination with IC-PCR-UVVIS | Default | Chemical |  | CrVI UV | Y | Chromium VI after UV aging | BVL B 82.02-11:2008-10 | 3 | mg/kg | A recovery rate below 80 % may indicate the use of reduction agents. |  | PS3529 | Cr VI Content after UV ageing in leather | Price Per Unit |  | chem_layout2 |  |  | Y | FFM
DIN EN ISO 6401_2008-12_XMN | 1 | Current | Vinyl chloride monomer | Standard | 4 | Days |  | XMN-PS-LAB-CH |  |  | WorkArea |  | 1 | g | Y | Y | 1 | Y | N | Test Method | DIN EN ISO 6401 | 2008-12 | modification: quantification by Headspace-GC-MS | Default | Chemical |  | VC | Y | Vinyl chloride monomer | DIN EN ISO 6401:2008-12 | 1 | mg/kg |  |  | PS3024 | Total VCM content in PVC | Price Per Unit |  | chem_layout2 |  |  | Y | FFM
DIN EN ISO 13365-1_2020-12_XMN | 1 | Current | Preserving agents - leather | Standard | 4 | Days |  | XMN-PS-LAB-CH |  |  | WorkArea |  | 1 | g | Y | Y | 1 | Y | N | Test Method | DIN EN ISO 13365-1 (IULTCS/IUC 29-1) | 2020-12 | modification: additional parameter | Default | Chemical |  | PA | Y | Preserving agents | DIN EN ISO 13365-1:2020-12 | 10 | mg/kg |  | PA.m | PS3021 | Preserving Agents (incl. Triclosan) | Price Per Unit |  | chem_layout2 |  |  | Y | FFM
DIN EN ISO 23702-1_2019-02_XMN | 1 | Current | PFC - leather | Standard | 4 | Days |  | XMN-PS-LAB-CH |  |  | WorkArea |  | 2 | g | Y | Y | 1 | Y | N | Test Method | DIN EN ISO 23702-1 | 2019-02 | modification: area-related result evaluation | Default | Chemical |  | PFC L | Y | Perfluorooctansulfonate (PFOS), perfluorooctanoic acid (PFOA) and derivates | DIN EN ISO 23702-1:2019-02 | 50 | µg/kg |  | PFC mrm-original_BS.m | PS3010 | PFOS | Price Per Unit |  | chem_layout2 |  |  | Y | FFM
GTP Chem CPS 25100_2016-07_XMN | 1 | Current | 2-MBT | Standard | 4 | Days |  | XMN-PS-LAB-CH |  |  | WorkArea |  | 1 | g | Y | Y | 1 | Y | N | Test Method | GTP_Chem_CPS_25100 | 2016-07 | TÜV SÜD in-house method: Acc. prEN ISO 13365-1:2019; Extraction at 60 °C | Default | Chemical |  | 2MBT | Y | 2-Mercaptobenzothiazole (2-MBT) | GTP Chem CPS 25100:2016-07 | 10 | mg/kg |  | 2-MBTNEU.m | PS3148 | 2-Mercaptobenzothiazole | Price Per Unit |  | chem_layout2 |  |  | Y | FFM

## Test Method ParamList
A "Test Method" of type Standard is a container that can host Parameter Lists. When you add an instance of a Test Method (which is a "Test") to a Sample, you are adding these items to the Sample.Test Method Item ID is a unique identifier for workitemitem detail table and it should be unique for a particular Test Method, example value 1,2,3
[8 empty] | 'N' for INV, 'Y' for other PL |  | 'Work Area' for others, Blank for INV | Blank for INV, Mandatory for others
Test Method | Test Method Version ID | Test Method Item ID | Paramlist ID (FK to Paramlist) | ParamList Version | Variant | ParamList Description | Force New | ParamList Mandatory (Y or N) | ParamList Repeat Count | Auto Assign Rule | Work Area | Max Activity Size | User Sequence | Reflex Rules | From
16CFR-1303_2016_XMN | 1 | 1 | Weighing | 1 | 1 |  | No | Y | 1 | WorkArea | XMN-PS-LAB-CH-GS |  | 1 |  | SA
AATCC TM 112_2014_XMN | 1 | 1 | Weighing | 1 | 1 |  | No | Y | 1 | WorkArea | XMN-PS-LAB-CH-GS |  | 1 |  | SA
ASTM E 1613_2012_XMN | 1 | 1 | Weighing | 1 | 1 |  | No | Y | 1 | WorkArea | XMN-PS-LAB-CH-GS |  | 1 |  | SA
ASTM E 1645_2007_XMN | 1 | 1 | Weighing | 1 | 1 |  | No | Y | 1 | WorkArea | XMN-PS-LAB-CH-GS |  | 1 |  | SA
ASTM F 2617_2015_XMN | 1 | 1 | Weighing | 1 | 1 |  | No | Y | 1 | WorkArea | XMN-PS-LAB-CH-GS |  | 1 |  | SA
ASTM F 2853_2015_XMN | 1 | 1 | Weighing | 1 | 1 |  | No | Y | 1 | WorkArea | XMN-PS-LAB-CH-GS |  | 1 |  | SA
ASTM F 963_2017_EHM_XMN | 1 | 1 | Weighing | 1 | 1 |  | No | Y | 1 | WorkArea | XMN-PS-LAB-CH-GS |  | 1 |  | SA
ASTM F 963_2017_HM_XMN | 1 | 1 | Weighing | 1 | 1 |  | No | Y | 1 | WorkArea | XMN-PS-LAB-CH-GS |  | 1 |  | SA
ASTM F 963_2017_PHT_XMN | 1 | 1 | Weighing | 1 | 1 |  | No | Y | 1 | WorkArea | XMN-PS-LAB-CH-GS |  | 1 |  | SA
BS EN 16778_2016_XMN | 1 | 1 | Weighing | 1 | 1 |  | No | Y | 1 | WorkArea | XMN-PS-LAB-CH-GS |  | 1 |  | SA
BS EN ISO 14184-2_2011_XMN | 1 | 1 | Weighing | 1 | 1 |  | No | Y | 1 | WorkArea | XMN-PS-LAB-CH-GS |  | 1 |  | SA
BVL B 82.02-3_2016_XMN | 1 | 1 | Weighing | 1 | 1 |  | No | Y | 1 | WorkArea | XMN-PS-LAB-CH-GS |  | 1 |  | SA
CPSC-CH-C1001-09.4_2018_XMN | 1 | 1 | Weighing | 1 | 1 |  | No | Y | 1 | WorkArea | XMN-PS-LAB-CH-GS |  | 1 |  | SA
DIN EN 1122_2002_XMN | 1 | 1 | Weighing | 1 | 1 |  | No | Y | 1 | WorkArea | XMN-PS-LAB-CH-GS |  | 1 |  | SA
DIN EN ISO 17075-1_2017_XMN | 1 | 1 | Weighing | 1 | 1 |  | No | Y | 1 | WorkArea | XMN-PS-LAB-CH-GS |  | 1 |  | SA
GB/T 17592_2006_nat_XMN | 1 | 1 | Weighing | 1 | 1 |  | No | Y | 1 | WorkArea | XMN-PS-LAB-CH-GS |  | 1 |  | SA
GB/T 17592_2006_syn_XMN | 1 | 1 | Weighing | 1 | 1 |  | No | Y | 1 | WorkArea | XMN-PS-LAB-CH-GS |  | 1 |  | SA
GB/T 18414.1_2006_XMN | 1 | 1 | Weighing | 1 | 1 |  | No | Y | 1 | WorkArea | XMN-PS-LAB-CH-GS |  | 1 |  | SA
GB/T 19941_2019_XMN | 1 | 1 | Weighing | 1 | 1 |  | No | Y | 1 | WorkArea | XMN-PS-LAB-CH-GS |  | 1 |  | SA
GB/T 19942_2019_XMN | 1 | 1 | Weighing | 1 | 1 |  | No | Y | 1 | WorkArea | XMN-PS-LAB-CH-GS |  | 1 |  | SA
GB/T 20388_2016_XMN | 1 | 1 | Weighing | 1 | 1 |  | No | Y | 1 | WorkArea | XMN-PS-LAB-CH-GS |  | 1 |  | SA
GB/T 23344_2009_nat_XMN | 1 | 1 | Weighing | 1 | 1 |  | No | Y | 1 | WorkArea | XMN-PS-LAB-CH-GS |  | 1 |  | SA
GB/T 23344_2009_syn_XMN | 1 | 1 | Weighing | 1 | 1 |  | No | Y | 1 | WorkArea | XMN-PS-LAB-CH-GS |  | 1 |  | SA
GB/T 2912.1_2009_XMN | 1 | 1 | Weighing | 1 | 1 |  | No | Y | 1 | WorkArea | XMN-PS-LAB-CH-GS |  | 1 |  | SA
GB/T 7573_2009_XMN | 1 | 1 | Weighing | 1 | 1 |  | No | Y | 1 | WorkArea | XMN-PS-LAB-CH-GS |  | 1 |  | SA
GTP_Chem_CPS_25101B_2016_XMN | 1 | 1 | Weighing | 1 | 1 |  | No | Y | 1 | WorkArea | XMN-PS-LAB-CH-GS |  | 1 |  | SA
GTP_Chem_CPS_25102D_2018_XMN | 1 | 1 | Weighing | 1 | 1 |  | No | Y | 1 | WorkArea | XMN-PS-LAB-CH-GS |  | 1 |  | SA
GTP_Chem_CPS_25103B_2016_nat_XMN | 1 | 1 | Weighing | 1 | 1 |  | No | Y | 1 | WorkArea | XMN-PS-LAB-CH-GS |  | 1 |  | SA
GTP_Chem_CPS_25103B_2016_syn_XMN | 1 | 1 | Weighing | 1 | 1 |  | No | Y | 1 | WorkArea | XMN-PS-LAB-CH-GS |  | 1 |  | SA
GTP_Chem_CPS_25104B_2016_LEA_XMN | 1 | 1 | Weighing | 1 | 1 |  | No | Y | 1 | WorkArea | XMN-PS-LAB-CH-GS |  | 1 |  | SA
GTP_Chem_CPS_25104B_2016_nat_XMN | 1 | 1 | Weighing | 1 | 1 |  | No | Y | 1 | WorkArea | XMN-PS-LAB-CH-GS |  | 1 |  | SA
GTP_Chem_CPS_25104B_2016_syn_XMN | 1 | 1 | Weighing | 1 | 1 |  | No | Y | 1 | WorkArea | XMN-PS-LAB-CH-GS |  | 1 |  | SA
GTP_Chem_CPS_25105C_2018_XMN | 1 | 1 | Weighing | 1 | 1 |  | No | Y | 1 | WorkArea | XMN-PS-LAB-CH-GS |  | 1 |  | SA
GTP_Chem_CPS_25106C_2019_XMN | 1 | 1 | Weighing | 1 | 1 |  | No | Y | 1 | WorkArea | XMN-PS-LAB-CH-GS |  | 1 |  | SA
GTP_Chem_CPS_25119C_2018_XMN | 1 | 1 | Weighing | 1 | 1 |  | No | Y | 1 | WorkArea | XMN-PS-LAB-CH-GS |  | 1 |  | SA
GTP_Chem_CPS_25120D_2019_XMN | 1 | 1 | Weighing | 1 | 1 |  | No | Y | 1 | WorkArea | XMN-PS-LAB-CH-GS |  | 1 |  | SA
GTP_Chem_CPS_25125B_2016_XMN | 1 | 1 | Weighing | 1 | 1 |  | No | Y | 1 | WorkArea | XMN-PS-LAB-CH-GS |  | 1 |  | SA
GTP_Chem_CPS_25126C_2018_XMN | 1 | 1 | Weighing | 1 | 1 |  | No | Y | 1 | WorkArea | XMN-PS-LAB-CH-GS |  | 1 |  | SA
GTP_Chem_CPS_25151C_2018_XMN | 1 | 1 | Weighing | 1 | 1 |  | No | Y | 1 | WorkArea | XMN-PS-LAB-CH-GS |  | 1 |  | SA
GTP_Chem_CPS_25167B_2016_XMN | 1 | 1 | Weighing | 1 | 1 |  | No | Y | 1 | WorkArea | XMN-PS-LAB-CH-GS |  | 1 |  | SA
GTP_Chem_CPS_25173B_2016_XMN | 1 | 1 | Weighing | 1 | 1 |  | No | Y | 1 | WorkArea | XMN-PS-LAB-CH-GS |  | 1 |  | SA
GTP_Chem_CPS_25179B_2016_XMN | 1 | 1 | Weighing | 1 | 1 |  | No | Y | 1 | WorkArea | XMN-PS-LAB-CH-GS |  | 1 |  | SA
GTP_Chem_CPS_25182B_2016_XMN | 1 | 1 | Weighing | 1 | 1 |  | No | Y | 1 | WorkArea | XMN-PS-LAB-CH-GS |  | 1 |  | SA
GTP_Chem_CPS_25193A-2016_XMN | 1 | 1 | Weighing | 1 | 1 |  | No | Y | 1 | WorkArea | XMN-PS-LAB-CH-GS |  | 1 |  | SA
ISO/TS 16190_2013_XMN | 1 | 1 | Weighing | 1 | 1 |  | No | Y | 1 | WorkArea | XMN-PS-LAB-CH-GS |  | 1 |  | SA
JIS L 1041_2011_XMN | 1 | 1 | Weighing | 1 | 1 |  | No | Y | 1 | WorkArea | XMN-PS-LAB-CH-GS |  | 1 |  | SA
LFGB BVL B 82.02-08_2001_XMN | 1 | 1 | Weighing | 1 | 1 |  | No | Y | 1 | WorkArea | XMN-PS-LAB-CH-GS |  | 1 |  | SA
LFGB BVL B 82.02-2_2013_XMN | 1 | 1 | Weighing | 1 | 1 |  | No | Y | 1 | WorkArea | XMN-PS-LAB-CH-GS |  | 1 |  | SA
LFGB BVL B 82.02-4_2013_XMN | 1 | 1 | Weighing | 1 | 1 |  | No | Y | 1 | WorkArea | XMN-PS-LAB-CH-GS |  | 1 |  | SA
LFGB BVL B 82.02-9_2016_nat_XMN | 1 | 1 | Weighing | 1 | 1 |  | No | Y | 1 | WorkArea | XMN-PS-LAB-CH-GS |  | 1 |  | SA
LFGB BVL B 82.02-9_2016_syn_XMN | 1 | 1 | Weighing | 1 | 1 |  | No | Y | 1 | WorkArea | XMN-PS-LAB-CH-GS |  | 1 |  | SA
GB/T 22048_2015_XMN | 1 | 1 | Weighing | 1 | 1 |  | No | Y | 1 | WorkArea | XMN-PS-LAB-CH-GS |  | 1 |  | SA
DIN EN 17132_2019_XMN | 1 | 1 | Weighing | 1 | 1 |  | No | Y | 1 | WorkArea | XMN-PS-LAB-CH-GS |  | 1 |  | SA
GTP_Chem_CPS_25167B_2016_XMN | 1 | 1 | Weighing | 1 | 1 |  | No | Y | 1 | WorkArea | XMN-PS-LAB-CH-GS |  | 1 |  | SA
CPSC-CH-C1001-09.4_2018_XMN | 1 | 1 | Weighing | 1 | 1 |  | No | Y | 1 | WorkArea | XMN-PS-LAB-CH-GS |  | 1 |  | SA
GB/T 20388_2016_XMN | 1 | 1 | Weighing | 1 | 1 |  | No | Y | 1 | WorkArea | XMN-PS-LAB-CH-GS |  | 1 |  | SA
GTP_Chem_CPS_25125B_2016_XMN | 1 | 1 | Weighing | 1 | 1 |  | No | Y | 1 | WorkArea | XMN-PS-LAB-CH-GS |  | 1 |  | SA
GTP_Chem_CPS_25120D_2019_XMN | 1 | 1 | Weighing | 1 | 1 |  | No | Y | 1 | WorkArea | XMN-PS-LAB-CH-GS |  | 1 |  | SA
BVL B 82.02-3_2016_XMN | 1 | 1 | Weighing | 1 | 1 |  | No | Y | 1 | WorkArea | XMN-PS-LAB-CH-GS |  | 1 |  | SA
GB/T 17592_2006_nat_XMN | 1 | 1 | Weighing | 1 | 1 |  | No | Y | 1 | WorkArea | XMN-PS-LAB-CH-GS |  | 1 |  | SA
GB/T 17592_2006_syn_XMN | 1 | 1 | Weighing | 1 | 1 |  | No | Y | 1 | WorkArea | XMN-PS-LAB-CH-GS |  | 1 |  | SA
GB/T 19942_2019_XMN | 1 | 1 | Weighing | 1 | 1 |  | No | Y | 1 | WorkArea | XMN-PS-LAB-CH-GS |  | 1 |  | SA
GTP_Chem_CPS_25103B_2016_nat_XMN | 1 | 1 | Weighing | 1 | 1 |  | No | Y | 1 | WorkArea | XMN-PS-LAB-CH-GS |  | 1 |  | SA
GTP_Chem_CPS_25103B_2016_syn_XMN | 1 | 1 | Weighing | 1 | 1 |  | No | Y | 1 | WorkArea | XMN-PS-LAB-CH-GS |  | 1 |  | SA
GTP_Chem_CPS_25193A-2016_XMN | 1 | 1 | Weighing | 1 | 1 |  | No | Y | 1 | WorkArea | XMN-PS-LAB-CH-GS |  | 1 |  | SA
LFGB BVL B 82.02-2_2013_XMN | 1 | 1 | Weighing | 1 | 1 |  | No | Y | 1 | WorkArea | XMN-PS-LAB-CH-GS |  | 1 |  | SA
LFGB BVL B 82.02-4_2013_XMN | 1 | 1 | Weighing | 1 | 1 |  | No | Y | 1 | WorkArea | XMN-PS-LAB-CH-GS |  | 1 |  | SA
GB/T 23344_2009_nat_XMN | 1 | 1 | Weighing | 1 | 1 |  | No | Y | 1 | WorkArea | XMN-PS-LAB-CH-GS |  | 1 |  | SA
GB/T 23344_2009_syn_XMN | 1 | 1 | Weighing | 1 | 1 |  | No | Y | 1 | WorkArea | XMN-PS-LAB-CH-GS |  | 1 |  | SA
GTP_Chem_CPS_25104B_2016_LEA_XMN | 1 | 1 | Weighing | 1 | 1 |  | No | Y | 1 | WorkArea | XMN-PS-LAB-CH-GS |  | 1 |  | SA
GTP_Chem_CPS_25104B_2016_nat_XMN | 1 | 1 | Weighing | 1 | 1 |  | No | Y | 1 | WorkArea | XMN-PS-LAB-CH-GS |  | 1 |  | SA
GTP_Chem_CPS_25104B_2016_syn_XMN | 1 | 1 | Weighing | 1 | 1 |  | No | Y | 1 | WorkArea | XMN-PS-LAB-CH-GS |  | 1 |  | SA
LFGB BVL B 82.02-9_2016_nat_XMN | 1 | 1 | Weighing | 1 | 1 |  | No | Y | 1 | WorkArea | XMN-PS-LAB-CH-GS |  | 1 |  | SA
LFGB BVL B 82.02-9_2016_syn_XMN | 1 | 1 | Weighing | 1 | 1 |  | No | Y | 1 | WorkArea | XMN-PS-LAB-CH-GS |  | 1 |  | SA
DIN EN ISO 16373-2-2014_XMN | 1 | 1 | Weighing | 1 | 1 |  | No | Y | 1 | WorkArea | XMN-PS-LAB-CH-GS |  | 1 |  | SA
DIN EN 16711-1_2016-02_XMN | 1 | 1 | Weighing | 1 | 1 |  | No | Y | 1 | WorkArea | XMN-PS-LAB-CH-GS |  | 1 |  | FFM
DIN EN ISO 14362-1_2017-05syn_w/oNaD_XMN | 1 | 1 | Weighing | 1 | 1 |  | No | Y | 1 | WorkArea | XMN-PS-LAB-CH-GS |  | 1 |  | FFM
DIN EN ISO 14362-1_2017-05nat_w/oNaD_XMN | 1 | 1 | Weighing | 1 | 1 |  | No | Y | 1 | WorkArea | XMN-PS-LAB-CH-GS |  | 1 |  | FFM
DIN EN ISO 14362-1_2017-05_syn_XMN | 1 | 1 | Weighing | 1 | 1 |  | No | Y | 1 | WorkArea | XMN-PS-LAB-CH-GS |  | 1 |  | FFM
DIN EN ISO 14362-1_2017-05_nat_XMN | 1 | 1 | Weighing | 1 | 1 |  | No | Y | 1 | WorkArea | XMN-PS-LAB-CH-GS |  | 1 |  | FFM
DIN EN ISO 14362-3_2017-05_syn_XMN | 1 | 1 | Weighing | 1 | 1 |  | No | Y | 1 | WorkArea | XMN-PS-LAB-CH-GS |  | 1 |  | FFM
DIN EN ISO 14362-3_2017-05_nat_XMN | 1 | 1 | Weighing | 1 | 1 |  | No | Y | 1 | WorkArea | XMN-PS-LAB-CH-GS |  | 1 |  | FFM
DIN EN ISO 17234-1_2020-12_XMN | 1 | 1 | Weighing | 1 | 1 |  | No | Y | 1 | WorkArea | XMN-PS-LAB-CH-GS |  | 1 |  | FFM
DIN EN ISO 17234-2_2011-06_XMN | 1 | 1 | Weighing | 1 | 1 |  | No | Y | 1 | WorkArea | XMN-PS-LAB-CH-GS |  | 1 |  | FFM
DIN EN ISO 17226-1_2019-04_XMN | 1 | 1 | Weighing | 1 | 1 |  | No | Y | 1 | WorkArea | XMN-PS-LAB-CH-GS |  | 1 |  | FFM
DIN EN ISO 13365-1_2020-12_XMN | 1 | 1 | Weighing | 1 | 1 |  | No | Y | 1 | WorkArea | XMN-PS-LAB-CH-GS |  | 1 |  | FFM
DIN EN ISO 18254-1_2016-09_XMN | 1 | 1 | Weighing | 1 | 1 |  | No | Y | 1 | WorkArea | XMN-PS-LAB-CH-GS |  | 1 |  | FFM
DIN EN ISO 18218-1_2015-11_XMN | 1 | 1 | Weighing | 1 | 1 |  | No | Y | 1 | WorkArea | XMN-PS-LAB-CH-GS |  | 1 |  | FFM
DIN 54231_2005-11_XMN | 1 | 1 | Weighing | 1 | 1 |  | No | Y | 1 | WorkArea | XMN-PS-LAB-CH-GS |  | 1 |  | FFM
DIN CEN ISO/TS 16179_2012-12_XMN | 1 | 1 | Weighing | 1 | 1 |  | No | Y | 1 | WorkArea | XMN-PS-LAB-CH-GS |  | 1 |  | FFM
DIN CEN ISO/TS 16181_2011-10_XMN | 1 | 1 | Weighing | 1 | 1 |  | No | Y | 1 | WorkArea | XMN-PS-LAB-CH-GS |  | 1 |  | FFM
AfPS GS 2019:01 PAK_2019-05_XMN | 1 | 1 | Weighing | 1 | 1 |  | No | Y | 1 | WorkArea | XMN-PS-LAB-CH-GS |  | 1 |  | FFM
DIN EN ISO 14389_2014-10_XMN | 1 | 1 | Weighing | 1 | 1 |  | No | Y | 1 | WorkArea | XMN-PS-LAB-CH-GS |  | 1 |  | FFM
DIN EN 17137_2019-02_XMN | 1 | 1 | Weighing | 1 | 1 |  | No | Y | 1 | WorkArea | XMN-PS-LAB-CH-GS |  | 1 |  | FFM
DIN EN ISO 17070_2015-05_XMN | 1 | 1 | Weighing | 1 | 1 |  | No | Y | 1 | WorkArea | XMN-PS-LAB-CH-GS |  | 1 |  | FFM
DIN EN ISO 18219_2016-02_P_XMN | 1 | 1 | Weighing | 1 | 1 |  | No | Y | 1 | WorkArea | XMN-PS-LAB-CH-GS |  | 1 |  | FFM
DIN EN ISO 18219_2016-02_LTH_XMN | 1 | 1 | Weighing | 1 | 1 |  | No | Y | 1 | WorkArea | XMN-PS-LAB-CH-GS |  | 1 |  | FFM
DIN CEN ISO/TS 16186_2012-12_XMN | 1 | 1 | Weighing | 1 | 1 |  | No | Y | 1 | WorkArea | XMN-PS-LAB-CH-GS |  | 1 |  | FFM
DIN CEN ISO/TS 16189_2013-12_XMN | 1 | 1 | Weighing | 1 | 1 |  | No | Y | 1 | WorkArea | XMN-PS-LAB-CH-GS |  | 1 |  | FFM
DIN EN ISO 17075-2 UV_2017-05_XMN | 1 | 1 | Weighing | 1 | 1 |  | No | Y | 1 | WorkArea | XMN-PS-LAB-CH-GS |  | 1 |  | FFM
DIN EN ISO 17075-2 80°C_2017-05_XMN | 1 | 1 | Weighing | 1 | 1 |  | No | Y | 1 | WorkArea | XMN-PS-LAB-CH-GS |  | 1 |  | FFM
DIN EN ISO 17075-1 UV_2017-05_XMN | 1 | 1 | Weighing | 1 | 1 |  | No | Y | 1 | WorkArea | XMN-PS-LAB-CH-GS |  | 1 |  | FFM
DIN EN ISO 17075-1 80°C_2017-05_XMN | 1 | 1 | Weighing | 1 | 1 |  | No | Y | 1 | WorkArea | XMN-PS-LAB-CH-GS |  | 1 |  | FFM
DIN EN ISO 14184-1_2011-12_XMN | 1 | 1 | Weighing | 1 | 1 |  | No | Y | 1 | WorkArea | XMN-PS-LAB-CH-GS |  | 1 |  | FFM
DIN EN ISO 17072-2_2019-07_XMN | 1 | 1 | Weighing | 1 | 1 |  | No | Y | 1 | WorkArea | XMN-PS-LAB-CH-GS |  | 1 |  | FFM
DIN EN 16711-2_2016-02_XMN | 1 | 1 | Weighing | 1 | 1 |  | No | Y | 1 | WorkArea | XMN-PS-LAB-CH-GS |  | 1 |  | FFM
DIN EN ISO 17072-1_2019-07_XMN | 1 | 1 | Weighing | 1 | 1 |  | No | Y | 1 | WorkArea | XMN-PS-LAB-CH-GS |  | 1 |  | FFM
DIN EN ISO 17072-1 water_2019-07_XMN | 1 | 1 | Weighing | 1 | 1 |  | No | Y | 1 | WorkArea | XMN-PS-LAB-CH-GS |  | 1 |  | FFM
DIN EN 71-3_2019-08_XMN | 1 | 1 | Weighing | 1 | 1 |  | No | Y | 1 | WorkArea | XMN-PS-LAB-CH-GS |  | 1 |  | FFM
DIN EN 62321-7-2_2017-12_Toluene_XMN | 1 | 1 | Weighing | 1 | 1 |  | No | Y | 1 | WorkArea | XMN-PS-LAB-CH-GS |  | 1 |  | FFM
DIN EN 62321-7-2_2017-12_NMP_XMN | 1 | 1 | Weighing | 1 | 1 |  | No | Y | 1 | WorkArea | XMN-PS-LAB-CH-GS |  | 1 |  | FFM
GTP Chem CPS 25171_90 °C_2016-07_XMN | 1 | 1 | Weighing | 1 | 1 |  | No | Y | 1 | WorkArea | XMN-PS-LAB-CH-GS |  | 1 |  | FFM
GTP Chem CPS 25171_120 °C_2016-07_XMN | 1 | 1 | Weighing | 1 | 1 |  | No | Y | 1 | WorkArea | XMN-PS-LAB-CH-GS |  | 1 |  | FFM
BVL B 82.02-11_2008-10_XMN | 1 | 1 | Weighing | 1 | 1 |  | No | Y | 1 | WorkArea | XMN-PS-LAB-CH-GS |  | 1 |  | FFM
BVL B 82.02-11 UV_2008-10_XMN | 1 | 1 | Weighing | 1 | 1 |  | No | Y | 1 | WorkArea | XMN-PS-LAB-CH-GS |  | 1 |  | FFM
BVL B 82.02-11 80°C_2008-10_XMN | 1 | 1 | Weighing | 1 | 1 |  | No | Y | 1 | WorkArea | XMN-PS-LAB-CH-GS |  | 1 |  | FFM
BVL B 82.02-11 IC_2008-10_XMN | 1 | 1 | Weighing | 1 | 1 |  | No | Y | 1 | WorkArea | XMN-PS-LAB-CH-GS |  | 1 |  | FFM
BVL B 82.02-11 80°C IC_2008-10_XMN | 1 | 1 | Weighing | 1 | 1 |  | No | Y | 1 | WorkArea | XMN-PS-LAB-CH-GS |  | 1 |  | FFM
BVL B 82.02-11 UV IC_2008-10_XMN | 1 | 1 | Weighing | 1 | 1 |  | No | Y | 1 | WorkArea | XMN-PS-LAB-CH-GS |  | 1 |  | FFM
GTP Chem CPS 25100_2016-07_XMN | 1 | 1 | Weighing | 1 | 1 |  | No | Y | 1 | WorkArea | XMN-PS-LAB-CH-GS |  | 1 |  | FFM
DIN EN ISO 6401_2008-12_XMN | 1 | 1 | Weighing | 1 | 1 |  | No | Y | 1 | WorkArea | XMN-PS-LAB-CH-GS |  | 1 |  | FFM
DIN EN ISO 19070_2016-07_XMN | 1 | 1 | Weighing | 1 | 1 |  | No | Y | 1 | WorkArea | XMN-PS-LAB-CH-GS |  | 1 |  | FFM
CPSC-CH-E1003-09.1_2011_XMN | 1 | 1 | Weighing | 1 | 1 |  | No | Y | 1 | WorkArea | XMN-PS-LAB-CH-GS |  | 1 |  | FFM
CPSC-CH-E1002-08.3_2012_XMN | 1 | 1 | Weighing | 1 | 1 |  | No | Y | 1 | WorkArea | XMN-PS-LAB-CH-GS |  | 1 |  | FFM
CPSC-CH-E1001-08.3_2012_XMN | 1 | 1 | Weighing | 1 | 1 |  | No | Y | 1 | WorkArea | XMN-PS-LAB-CH-GS |  | 1 |  | FFM
DIN EN ISO 17881-1_2016-09_XMN | 1 | 1 | Weighing | 1 | 1 |  | No | Y | 1 | WorkArea | XMN-PS-LAB-CH-GS |  | 1 |  | FFM
DIN EN ISO 17881-2_2016-09_XMN | 1 | 1 | Weighing | 1 | 1 |  | No | Y | 1 | WorkArea | XMN-PS-LAB-CH-GS |  | 1 |  | FFM
EN ISO 21084_2019-02_XMN | 1 | 1 | Weighing | 1 | 1 |  | Yes | Y | 1 | WorkArea | XMN-PS-LAB-CH-GS |  | 1 |  | FFM
DIN EN ISO 23702-1_2019-02_XMN | 1 | 2 | Weighing | 1 | 1 |  | No | Y | 1 | WorkArea | XMN-PS-LAB-CH-GS |  | 2 |  | FFM
DIN CEN/TS 15968_2010-11_XMN | 1 | 2 | Weighing | 1 | 1 |  | No | Y | 1 | WorkArea | XMN-PS-LAB-CH-GS |  | 2 |  | FFM
DIN EN ISO 4045_2018-09_XMN | 1 | 6 | pH - Leather_pH-Difference Figure | 1 | F |  | Yes | Y | 1 | WorkArea | XMN-PS-LAB-CH-INO |  | 6 | {"includerule":[{"includetimepoint":"includealways"}],"includerule(text)":" {{This Rule applies Always}}","reflexrule":[{"reflexruletype":"add","timepoint":"when","item":"parameterlist","paramlistid":"pH - Leather_pH-Meter (Variant:F)","datasetstatusandlimit":"hasparamlimit","paramlimittype":"Range","allorany":"any","parameter":["pH - Value(Standard)"],"paramlimitcondition":"met","datawhen":"dataitemrelease","durationtype":"immediately"}],"reflexrule(text)":" {{Add}} {{When}} {{ParameterList}} pH - Leather_pH-Meter (Variant:F) {{has Param Limit}} Range {{Any}} pH - Value(Standard) {{Met}} {{on DataItem Release}} {{Immediately}}"} | FFM
SNR 195651_2015-09_XMN | 1 | 1 | Odour | 1 | R |  | Yes | Y | 1 | WorkArea | XMN-PS-LAB-CH-GS |  | 1 |  | FFM
PD CR 12471_2002-09_XMN | 1 | 1 | Nickel Spot test | 1 | F |  | Yes | Y | 1 | WorkArea | XMN-PS-LAB-CH-GS |  | 1 |  | FFM
SNR 195651_2015-09_XMN | 1 | 2 | Odour | 1 | F |  | Yes | Y | 1 | WorkArea | XMN-PS-LAB-CH-GS |  | 2 |  | FFM
DIN EN ISO 13365-2_2019_XMN | 1 | 1 | Preserving Agents_LC-DAD_10mgkg | 1 | E |  | Yes | Y | 1 | WorkArea |  |  | 1 |  | SA
DIN EN ISO 17075-2_2017_XMN | 1 | 1 | CrVI -Ageing_IC-PCR-UVVIS_3mgkg | 1 | E |  | Yes | Y | 1 | WorkArea |  |  | 1 |  | SA
GTP_Chem_CPS_25166B_2016_XMN | 1 | 1 | Flame Retardants_GC-MS_5mgkg | 1 | E |  | Yes | Y | 1 | WorkArea |  |  | 1 |  | SA
GTP_Chem_CPS_25191B_2016_XMN | 1 | 1 | Preserving Agents_LC-DAD_10mgkg | 1 | E |  | Yes | Y | 1 | WorkArea |  |  | 1 |  | SA
DIN EN ISO 23702-1_2019-02_XMN | 1 | 1 | Surface weight | 1 | 1 |  | No | Y | 1 | WorkArea | XMN-PS-LAB-CH-GS |  | 1 |  | FFM
DIN CEN/TS 15968_2010-11_XMN | 1 | 1 | Surface weight | 1 | 1 |  | No | Y | 1 | WorkArea | XMN-PS-LAB-CH-GS |  | 1 |  | FFM
DIN EN 62321-7-1_2016-09_XMN | 1 | 1 | Surface area | 1 | 1 |  | Yes | Y | 1 | WorkArea | XMN-PS-LAB-CH-GS |  | 1 |  | FFM
EN 1811+A1_MB | 1 | 1 | Final Volume 2 ml | 1 | 1 |  | No | Y | 1 |  | XMN-PS-LAB-CH-GS |  | 1 |  | FFM
GTP_Chem_CPS_25190B_2016_XMN | 1 | 1 | Surface area | 1 | 1 |  | No | Y | 1 | WorkArea | XMN-PS-LAB-CH-GS |  | 1 |  | SA
GTP_Chem_CPS_25190B_2016_XMN | 1 | 2 | Surface area | 1 | 1 |  | No | Y | 1 | WorkArea | XMN-PS-LAB-CH-GS |  | 2 |  | SA
DIN EN ISO 23702-1_2019-02_XMN | 1 | 3 | Final Volume 20 ml | 1 | 1 |  | No | Y | 1 | WorkArea | XMN-PS-LAB-CH-GS |  | 3 | {"includerule":[{"includetimepoint":"includealways"}],"includerule(text)":" {{This Rule applies Always}}","reflexrule":[{"reflexruletype":"available","timepoint":"when","item":"priorparameterlist","datasetstatusandlimit":"hasstatus","datasetstatus":"completed","durationtype":"immediately"}],"reflexrule(text)":" {{Make Available}} {{When}} {{Prior ParameterList}} {{has Status}} {{Completed or Released if on Worksheet(all datasets)}} {{Immediately}}"} | FFM
DIN CEN/TS 15968_2010-11_XMN | 1 | 3 | Final Volume 20 ml | 1 | 1 |  | No | Y | 1 | WorkArea | XMN-PS-LAB-CH-GS |  | 3 | {"includerule":[{"includetimepoint":"includealways"}],"includerule(text)":" {{This Rule applies Always}}","reflexrule":[{"reflexruletype":"available","timepoint":"when","item":"priorparameterlist","datasetstatusandlimit":"hasstatus","datasetstatus":"completed","durationtype":"immediately"}],"reflexrule(text)":" {{Make Available}} {{When}} {{Prior ParameterList}} {{has Status}} {{Completed or Released if on Worksheet(all datasets)}} {{Immediately}}"} | FFM
DIN EN 16711-1_2016-02_XMN | 1 | 2 | Final Volume 50 ml | 1 | 1 |  | No | Y | 1 | WorkArea | XMN-PS-LAB-CH-GS |  | 2 | {"includerule":[{"includetimepoint":"includealways"}],"includerule(text)":" {{This Rule applies Always}}","reflexrule":[{"reflexruletype":"available","timepoint":"when","item":"priorparameterlist","datasetstatusandlimit":"hasstatus","datasetstatus":"completed","durationtype":"immediately"}],"reflexrule(text)":" {{Make Available}} {{When}} {{Prior ParameterList}} {{has Status}} {{Completed or Released if on Worksheet(all datasets)}} {{Immediately}}"} | FFM
DIN EN ISO 14362-1_2017-05syn_w/oNaD_XMN | 1 | 2 | Final Volume 5 ml | 1 | 1 |  | No | Y | 1 | WorkArea | XMN-PS-LAB-CH-GS |  | 2 | {"includerule":[{"includetimepoint":"includealways"}],"includerule(text)":" {{This Rule applies Always}}","reflexrule":[{"reflexruletype":"available","timepoint":"when","item":"priorparameterlist","datasetstatusandlimit":"hasstatus","datasetstatus":"completed","durationtype":"immediately"}],"reflexrule(text)":" {{Make Available}} {{When}} {{Prior ParameterList}} {{has Status}} {{Completed or Released if on Worksheet(all datasets)}} {{Immediately}}"} | FFM
DIN EN ISO 14362-1_2017-05nat_w/oNaD_XMN | 1 | 2 | Final Volume 5 ml | 1 | 1 |  | No | Y | 1 | WorkArea | XMN-PS-LAB-CH-GS |  | 2 | {"includerule":[{"includetimepoint":"includealways"}],"includerule(text)":" {{This Rule applies Always}}","reflexrule":[{"reflexruletype":"available","timepoint":"when","item":"priorparameterlist","datasetstatusandlimit":"hasstatus","datasetstatus":"completed","durationtype":"immediately"}],"reflexrule(text)":" {{Make Available}} {{When}} {{Prior ParameterList}} {{has Status}} {{Completed or Released if on Worksheet(all datasets)}} {{Immediately}}"} | FFM
DIN EN ISO 14362-1_2017-05_syn_XMN | 1 | 2 | Final Volume 5 ml | 1 | 1 |  | No | Y | 1 | WorkArea | XMN-PS-LAB-CH-GS |  | 2 | {"includerule":[{"includetimepoint":"includealways"}],"includerule(text)":" {{This Rule applies Always}}","reflexrule":[{"reflexruletype":"available","timepoint":"when","item":"priorparameterlist","datasetstatusandlimit":"hasstatus","datasetstatus":"completed","durationtype":"immediately"}],"reflexrule(text)":" {{Make Available}} {{When}} {{Prior ParameterList}} {{has Status}} {{Completed or Released if on Worksheet(all datasets)}} {{Immediately}}"} | FFM
DIN EN ISO 14362-1_2017-05_nat_XMN | 1 | 2 | Final Volume 5 ml | 1 | 1 |  | No | Y | 1 | WorkArea | XMN-PS-LAB-CH-GS |  | 2 | {"includerule":[{"includetimepoint":"includealways"}],"includerule(text)":" {{This Rule applies Always}}","reflexrule":[{"reflexruletype":"available","timepoint":"when","item":"priorparameterlist","datasetstatusandlimit":"hasstatus","datasetstatus":"completed","durationtype":"immediately"}],"reflexrule(text)":" {{Make Available}} {{When}} {{Prior ParameterList}} {{has Status}} {{Completed or Released if on Worksheet(all datasets)}} {{Immediately}}"} | FFM
DIN EN ISO 14362-3_2017-05_syn_XMN | 1 | 2 | Final Volume 5 ml | 1 | 1 |  | No | Y | 1 | WorkArea | XMN-PS-LAB-CH-GS |  | 2 | {"includerule":[{"includetimepoint":"includealways"}],"includerule(text)":" {{This Rule applies Always}}","reflexrule":[{"reflexruletype":"available","timepoint":"when","item":"priorparameterlist","datasetstatusandlimit":"hasstatus","datasetstatus":"completed","durationtype":"immediately"}],"reflexrule(text)":" {{Make Available}} {{When}} {{Prior ParameterList}} {{has Status}} {{Completed or Released if on Worksheet(all datasets)}} {{Immediately}}"} | FFM
DIN EN ISO 14362-3_2017-05_nat_XMN | 1 | 2 | Final Volume 5 ml | 1 | 1 |  | No | Y | 1 | WorkArea | XMN-PS-LAB-CH-GS |  | 2 | {"includerule":[{"includetimepoint":"includealways"}],"includerule(text)":" {{This Rule applies Always}}","reflexrule":[{"reflexruletype":"available","timepoint":"when","item":"priorparameterlist","datasetstatusandlimit":"hasstatus","datasetstatus":"completed","durationtype":"immediately"}],"reflexrule(text)":" {{Make Available}} {{When}} {{Prior ParameterList}} {{has Status}} {{Completed or Released if on Worksheet(all datasets)}} {{Immediately}}"} | FFM
DIN EN ISO 17234-1_2020-12_XMN | 1 | 2 | Final Volume 5 ml | 1 | 1 |  | No | Y | 1 | WorkArea | XMN-PS-LAB-CH-GS |  | 2 | {"includerule":[{"includetimepoint":"includealways"}],"includerule(text)":" {{This Rule applies Always}}","reflexrule":[{"reflexruletype":"available","timepoint":"when","item":"priorparameterlist","datasetstatusandlimit":"hasstatus","datasetstatus":"completed","durationtype":"immediately"}],"reflexrule(text)":" {{Make Available}} {{When}} {{Prior ParameterList}} {{has Status}} {{Completed or Released if on Worksheet(all datasets)}} {{Immediately}}"} | FFM
DIN EN ISO 17234-2_2011-06_XMN | 1 | 2 | Final Volume 5 ml | 1 | 1 |  | No | Y | 1 | WorkArea | XMN-PS-LAB-CH-GS |  | 2 | {"includerule":[{"includetimepoint":"includealways"}],"includerule(text)":" {{This Rule applies Always}}","reflexrule":[{"reflexruletype":"available","timepoint":"when","item":"priorparameterlist","datasetstatusandlimit":"hasstatus","datasetstatus":"completed","durationtype":"immediately"}],"reflexrule(text)":" {{Make Available}} {{When}} {{Prior ParameterList}} {{has Status}} {{Completed or Released if on Worksheet(all datasets)}} {{Immediately}}"} | FFM
DIN EN ISO 17226-1_2019-04_XMN | 1 | 2 | Final Volume 50 ml | 1 | 1 |  | No | Y | 1 | WorkArea | XMN-PS-LAB-CH-GS |  | 2 | {"includerule":[{"includetimepoint":"includealways"}],"includerule(text)":" {{This Rule applies Always}}","reflexrule":[{"reflexruletype":"available","timepoint":"when","item":"priorparameterlist","datasetstatusandlimit":"hasstatus","datasetstatus":"completed","durationtype":"immediately"}],"reflexrule(text)":" {{Make Available}} {{When}} {{Prior ParameterList}} {{has Status}} {{Completed or Released if on Worksheet(all datasets)}} {{Immediately}}"} | FFM
DIN EN ISO 13365-1_2020-12_XMN | 1 | 2 | Final Volume 20 ml | 1 | 1 |  | No | Y | 1 | WorkArea | XMN-PS-LAB-CH-GS |  | 2 | {"includerule":[{"includetimepoint":"includealways"}],"includerule(text)":" {{This Rule applies Always}}","reflexrule":[{"reflexruletype":"available","timepoint":"when","item":"priorparameterlist","datasetstatusandlimit":"hasstatus","datasetstatus":"completed","durationtype":"immediately"}],"reflexrule(text)":" {{Make Available}} {{When}} {{Prior ParameterList}} {{has Status}} {{Completed or Released if on Worksheet(all datasets)}} {{Immediately}}"} | FFM
DIN EN ISO 18254-1_2016-09_XMN | 1 | 2 | Final Volume 10 ml | 1 | 1 |  | No | Y | 1 | WorkArea | XMN-PS-LAB-CH-GS |  | 2 | {"includerule":[{"includetimepoint":"includealways"}],"includerule(text)":" {{This Rule applies Always}}","reflexrule":[{"reflexruletype":"available","timepoint":"when","item":"priorparameterlist","datasetstatusandlimit":"hasstatus","datasetstatus":"completed","durationtype":"immediately"}],"reflexrule(text)":" {{Make Available}} {{When}} {{Prior ParameterList}} {{has Status}} {{Completed or Released if on Worksheet(all datasets)}} {{Immediately}}"} | FFM
DIN EN ISO 18218-1_2015-11_XMN | 1 | 2 | Final Volume 10 ml | 1 | 1 |  | No | Y | 1 | WorkArea | XMN-PS-LAB-CH-GS |  | 2 | {"includerule":[{"includetimepoint":"includealways"}],"includerule(text)":" {{This Rule applies Always}}","reflexrule":[{"reflexruletype":"available","timepoint":"when","item":"priorparameterlist","datasetstatusandlimit":"hasstatus","datasetstatus":"completed","durationtype":"immediately"}],"reflexrule(text)":" {{Make Available}} {{When}} {{Prior ParameterList}} {{has Status}} {{Completed or Released if on Worksheet(all datasets)}} {{Immediately}}"} | FFM
DIN 54231_2005-11_XMN | 1 | 2 | Final Volume 7.5 ml | 1 | 1 |  | No | Y | 1 | WorkArea | XMN-PS-LAB-CH-GS |  | 2 | {"includerule":[{"includetimepoint":"includealways"}],"includerule(text)":" {{This Rule applies Always}}","reflexrule":[{"reflexruletype":"available","timepoint":"when","item":"priorparameterlist","datasetstatusandlimit":"hasstatus","datasetstatus":"completed","durationtype":"immediately"}],"reflexrule(text)":" {{Make Available}} {{When}} {{Prior ParameterList}} {{has Status}} {{Completed or Released if on Worksheet(all datasets)}} {{Immediately}}"} | FFM
DIN CEN ISO/TS 16179_2012-12_XMN | 1 | 2 | Final Volume 2 ml | 1 | 1 |  | No | Y | 1 | WorkArea | XMN-PS-LAB-CH-GS |  | 2 | {"includerule":[{"includetimepoint":"includealways"}],"includerule(text)":" {{This Rule applies Always}}","reflexrule":[{"reflexruletype":"available","timepoint":"when","item":"priorparameterlist","datasetstatusandlimit":"hasstatus","datasetstatus":"completed","durationtype":"immediately"}],"reflexrule(text)":" {{Make Available}} {{When}} {{Prior ParameterList}} {{has Status}} {{Completed or Released if on Worksheet(all datasets)}} {{Immediately}}"} | FFM
DIN CEN ISO/TS 16181_2011-10_XMN | 1 | 2 | Final Volume 10 ml | 1 | 1 |  | No | Y | 1 | WorkArea | XMN-PS-LAB-CH-GS |  | 2 | {"includerule":[{"includetimepoint":"includealways"}],"includerule(text)":" {{This Rule applies Always}}","reflexrule":[{"reflexruletype":"available","timepoint":"when","item":"priorparameterlist","datasetstatusandlimit":"hasstatus","datasetstatus":"completed","durationtype":"immediately"}],"reflexrule(text)":" {{Make Available}} {{When}} {{Prior ParameterList}} {{has Status}} {{Completed or Released if on Worksheet(all datasets)}} {{Immediately}}"} | FFM
AfPS GS 2019:01 PAK_2019-05_XMN | 1 | 2 | Final Volume 10 ml | 1 | 1 |  | No | Y | 1 | WorkArea | XMN-PS-LAB-CH-GS |  | 2 | {"includerule":[{"includetimepoint":"includealways"}],"includerule(text)":" {{This Rule applies Always}}","reflexrule":[{"reflexruletype":"available","timepoint":"when","item":"priorparameterlist","datasetstatusandlimit":"hasstatus","datasetstatus":"completed","durationtype":"immediately"}],"reflexrule(text)":" {{Make Available}} {{When}} {{Prior ParameterList}} {{has Status}} {{Completed or Released if on Worksheet(all datasets)}} {{Immediately}}"} | FFM
DIN EN ISO 14389_2014-10_XMN | 1 | 2 | Final Volume 15 ml | 1 | 1 |  | No | Y | 1 | WorkArea | XMN-PS-LAB-CH-GS |  | 2 | {"includerule":[{"includetimepoint":"includealways"}],"includerule(text)":" {{This Rule applies Always}}","reflexrule":[{"reflexruletype":"available","timepoint":"when","item":"priorparameterlist","datasetstatusandlimit":"hasstatus","datasetstatus":"completed","durationtype":"immediately"}],"reflexrule(text)":" {{Make Available}} {{When}} {{Prior ParameterList}} {{has Status}} {{Completed or Released if on Worksheet(all datasets)}} {{Immediately}}"} | FFM
DIN EN 17137_2019-02_XMN | 1 | 2 | Final Volume 10 ml | 1 | 1 |  | No | Y | 1 | WorkArea | XMN-PS-LAB-CH-GS |  | 2 | {"includerule":[{"includetimepoint":"includealways"}],"includerule(text)":" {{This Rule applies Always}}","reflexrule":[{"reflexruletype":"available","timepoint":"when","item":"priorparameterlist","datasetstatusandlimit":"hasstatus","datasetstatus":"completed","durationtype":"immediately"}],"reflexrule(text)":" {{Make Available}} {{When}} {{Prior ParameterList}} {{has Status}} {{Completed or Released if on Worksheet(all datasets)}} {{Immediately}}"} | FFM
DIN EN ISO 17070_2015-05_XMN | 1 | 2 | Final Volume 2 ml | 1 | 1 |  | No | Y | 1 | WorkArea | XMN-PS-LAB-CH-GS |  | 2 | {"includerule":[{"includetimepoint":"includealways"}],"includerule(text)":" {{This Rule applies Always}}","reflexrule":[{"reflexruletype":"available","timepoint":"when","item":"priorparameterlist","datasetstatusandlimit":"hasstatus","datasetstatus":"completed","durationtype":"immediately"}],"reflexrule(text)":" {{Make Available}} {{When}} {{Prior ParameterList}} {{has Status}} {{Completed or Released if on Worksheet(all datasets)}} {{Immediately}}"} | FFM
DIN EN ISO 18219_2016-02_P_XMN | 1 | 2 | Final Volume 10 ml | 1 | 1 |  | No | Y | 1 | WorkArea | XMN-PS-LAB-CH-GS |  | 2 | {"includerule":[{"includetimepoint":"includealways"}],"includerule(text)":" {{This Rule applies Always}}","reflexrule":[{"reflexruletype":"available","timepoint":"when","item":"priorparameterlist","datasetstatusandlimit":"hasstatus","datasetstatus":"completed","durationtype":"immediately"}],"reflexrule(text)":" {{Make Available}} {{When}} {{Prior ParameterList}} {{has Status}} {{Completed or Released if on Worksheet(all datasets)}} {{Immediately}}"} | FFM
DIN EN ISO 18219_2016-02_LTH_XMN | 1 | 2 | Final Volume 10 ml | 1 | 1 |  | No | Y | 1 | WorkArea | XMN-PS-LAB-CH-GS |  | 2 | {"includerule":[{"includetimepoint":"includealways"}],"includerule(text)":" {{This Rule applies Always}}","reflexrule":[{"reflexruletype":"available","timepoint":"when","item":"priorparameterlist","datasetstatusandlimit":"hasstatus","datasetstatus":"completed","durationtype":"immediately"}],"reflexrule(text)":" {{Make Available}} {{When}} {{Prior ParameterList}} {{has Status}} {{Completed or Released if on Worksheet(all datasets)}} {{Immediately}}"} | FFM
DIN CEN ISO/TS 16186_2012-12_XMN | 1 | 2 | Final Volume 10 ml | 1 | 1 |  | No | Y | 1 | WorkArea | XMN-PS-LAB-CH-GS |  | 2 | {"includerule":[{"includetimepoint":"includealways"}],"includerule(text)":" {{This Rule applies Always}}","reflexrule":[{"reflexruletype":"available","timepoint":"when","item":"priorparameterlist","datasetstatusandlimit":"hasstatus","datasetstatus":"completed","durationtype":"immediately"}],"reflexrule(text)":" {{Make Available}} {{When}} {{Prior ParameterList}} {{has Status}} {{Completed or Released if on Worksheet(all datasets)}} {{Immediately}}"} | FFM
DIN CEN ISO/TS 16189_2013-12_XMN | 1 | 2 | Final Volume 10 ml | 1 | 1 |  | No | Y | 1 | WorkArea | XMN-PS-LAB-CH-GS |  | 2 | {"includerule":[{"includetimepoint":"includealways"}],"includerule(text)":" {{This Rule applies Always}}","reflexrule":[{"reflexruletype":"available","timepoint":"when","item":"priorparameterlist","datasetstatusandlimit":"hasstatus","datasetstatus":"completed","durationtype":"immediately"}],"reflexrule(text)":" {{Make Available}} {{When}} {{Prior ParameterList}} {{has Status}} {{Completed or Released if on Worksheet(all datasets)}} {{Immediately}}"} | FFM
DIN EN ISO 17075-2 UV_2017-05_XMN | 1 | 2 | Final Volume 100 ml | 1 | 1 |  | No | Y | 1 | WorkArea | XMN-PS-LAB-CH-GS |  | 2 | {"includerule":[{"includetimepoint":"includealways"}],"includerule(text)":" {{This Rule applies Always}}","reflexrule":[{"reflexruletype":"available","timepoint":"when","item":"priorparameterlist","datasetstatusandlimit":"hasstatus","datasetstatus":"completed","durationtype":"immediately"}],"reflexrule(text)":" {{Make Available}} {{When}} {{Prior ParameterList}} {{has Status}} {{Completed or Released if on Worksheet(all datasets)}} {{Immediately}}"} | FFM
DIN EN ISO 17075-2 80°C_2017-05_XMN | 1 | 2 | Final Volume 100 ml | 1 | 1 |  | No | Y | 1 | WorkArea | XMN-PS-LAB-CH-GS |  | 2 | {"includerule":[{"includetimepoint":"includealways"}],"includerule(text)":" {{This Rule applies Always}}","reflexrule":[{"reflexruletype":"available","timepoint":"when","item":"priorparameterlist","datasetstatusandlimit":"hasstatus","datasetstatus":"completed","durationtype":"immediately"}],"reflexrule(text)":" {{Make Available}} {{When}} {{Prior ParameterList}} {{has Status}} {{Completed or Released if on Worksheet(all datasets)}} {{Immediately}}"} | FFM
DIN EN ISO 17075-1 UV_2017-05_XMN | 1 | 2 | Final Volume 100 ml | 1 | 1 |  | No | Y | 1 | WorkArea | XMN-PS-LAB-CH-GS |  | 2 | {"includerule":[{"includetimepoint":"includealways"}],"includerule(text)":" {{This Rule applies Always}}","reflexrule":[{"reflexruletype":"available","timepoint":"when","item":"priorparameterlist","datasetstatusandlimit":"hasstatus","datasetstatus":"completed","durationtype":"immediately"}],"reflexrule(text)":" {{Make Available}} {{When}} {{Prior ParameterList}} {{has Status}} {{Completed or Released if on Worksheet(all datasets)}} {{Immediately}}"} | FFM
DIN EN ISO 17075-1 80°C_2017-05_XMN | 1 | 2 | Final Volume 100 ml | 1 | 1 |  | No | Y | 1 | WorkArea | XMN-PS-LAB-CH-GS |  | 2 | {"includerule":[{"includetimepoint":"includealways"}],"includerule(text)":" {{This Rule applies Always}}","reflexrule":[{"reflexruletype":"available","timepoint":"when","item":"priorparameterlist","datasetstatusandlimit":"hasstatus","datasetstatus":"completed","durationtype":"immediately"}],"reflexrule(text)":" {{Make Available}} {{When}} {{Prior ParameterList}} {{has Status}} {{Completed or Released if on Worksheet(all datasets)}} {{Immediately}}"} | FFM
DIN EN ISO 14184-1_2011-12_XMN | 1 | 2 | Final Volume 100 ml | 1 | 1 |  | No | Y | 1 | WorkArea | XMN-PS-LAB-CH-GS |  | 2 | {"includerule":[{"includetimepoint":"includealways"}],"includerule(text)":" {{This Rule applies Always}}","reflexrule":[{"reflexruletype":"available","timepoint":"when","item":"priorparameterlist","datasetstatusandlimit":"hasstatus","datasetstatus":"completed","durationtype":"immediately"}],"reflexrule(text)":" {{Make Available}} {{When}} {{Prior ParameterList}} {{has Status}} {{Completed or Released if on Worksheet(all datasets)}} {{Immediately}}"} | FFM
DIN EN ISO 17072-2_2019-07_XMN | 1 | 2 | Final Volume 50 ml | 1 | 1 |  | No | Y | 1 | WorkArea | XMN-PS-LAB-CH-GS |  | 2 | {"includerule":[{"includetimepoint":"includealways"}],"includerule(text)":" {{This Rule applies Always}}","reflexrule":[{"reflexruletype":"available","timepoint":"when","item":"priorparameterlist","datasetstatusandlimit":"hasstatus","datasetstatus":"completed","durationtype":"immediately"}],"reflexrule(text)":" {{Make Available}} {{When}} {{Prior ParameterList}} {{has Status}} {{Completed or Released if on Worksheet(all datasets)}} {{Immediately}}"} | FFM
DIN EN 16711-2_2016-02_XMN | 1 | 2 | Final Volume 50 ml | 1 | 1 |  | No | Y | 1 | WorkArea | XMN-PS-LAB-CH-GS |  | 2 | {"includerule":[{"includetimepoint":"includealways"}],"includerule(text)":" {{This Rule applies Always}}","reflexrule":[{"reflexruletype":"available","timepoint":"when","item":"priorparameterlist","datasetstatusandlimit":"hasstatus","datasetstatus":"completed","durationtype":"immediately"}],"reflexrule(text)":" {{Make Available}} {{When}} {{Prior ParameterList}} {{has Status}} {{Completed or Released if on Worksheet(all datasets)}} {{Immediately}}"} | FFM
DIN EN ISO 17072-1_2019-07_XMN | 1 | 2 | Final Volume 50 ml | 1 | 1 |  | No | Y | 1 | WorkArea | XMN-PS-LAB-CH-GS |  | 2 | {"includerule":[{"includetimepoint":"includealways"}],"includerule(text)":" {{This Rule applies Always}}","reflexrule":[{"reflexruletype":"available","timepoint":"when","item":"priorparameterlist","datasetstatusandlimit":"hasstatus","datasetstatus":"completed","durationtype":"immediately"}],"reflexrule(text)":" {{Make Available}} {{When}} {{Prior ParameterList}} {{has Status}} {{Completed or Released if on Worksheet(all datasets)}} {{Immediately}}"} | FFM
DIN EN ISO 17072-1 water_2019-07_XMN | 1 | 2 | Final Volume 50 ml | 1 | 1 |  | No | Y | 1 | WorkArea | XMN-PS-LAB-CH-GS |  | 2 | {"includerule":[{"includetimepoint":"includealways"}],"includerule(text)":" {{This Rule applies Always}}","reflexrule":[{"reflexruletype":"available","timepoint":"when","item":"priorparameterlist","datasetstatusandlimit":"hasstatus","datasetstatus":"completed","durationtype":"immediately"}],"reflexrule(text)":" {{Make Available}} {{When}} {{Prior ParameterList}} {{has Status}} {{Completed or Released if on Worksheet(all datasets)}} {{Immediately}}"} | FFM
DIN EN 71-3_2019-08_XMN | 1 | 2 | Final Volume 50 ml | 1 | 1 |  | No | Y | 1 | WorkArea | XMN-PS-LAB-CH-GS |  | 2 | {"includerule":[{"includetimepoint":"includealways"}],"includerule(text)":" {{This Rule applies Always}}","reflexrule":[{"reflexruletype":"available","timepoint":"when","item":"priorparameterlist","datasetstatusandlimit":"hasstatus","datasetstatus":"completed","durationtype":"immediately"}],"reflexrule(text)":" {{Make Available}} {{When}} {{Prior ParameterList}} {{has Status}} {{Completed or Released if on Worksheet(all datasets)}} {{Immediately}}"} | FFM
DIN EN 62321-7-1_2016-09_XMN | 1 | 2 | Final Volume 10 ml | 1 | 1 |  | No | Y | 1 | WorkArea | XMN-PS-LAB-CH-GS |  | 2 | {"includerule":[{"includetimepoint":"includealways"}],"includerule(text)":" {{This Rule applies Always}}","reflexrule":[{"reflexruletype":"available","timepoint":"when","item":"priorparameterlist","datasetstatusandlimit":"hasstatus","datasetstatus":"completed","durationtype":"immediately"}],"reflexrule(text)":" {{Make Available}} {{When}} {{Prior ParameterList}} {{has Status}} {{Completed or Released if on Worksheet(all datasets)}} {{Immediately}}"} | FFM
DIN EN 62321-7-2_2017-12_Toluene_XMN | 1 | 2 | Final Volume 100 ml | 1 | 1 |  | No | Y | 1 | WorkArea | XMN-PS-LAB-CH-GS |  | 2 | {"includerule":[{"includetimepoint":"includealways"}],"includerule(text)":" {{This Rule applies Always}}","reflexrule":[{"reflexruletype":"available","timepoint":"when","item":"priorparameterlist","datasetstatusandlimit":"hasstatus","datasetstatus":"completed","durationtype":"immediately"}],"reflexrule(text)":" {{Make Available}} {{When}} {{Prior ParameterList}} {{has Status}} {{Completed or Released if on Worksheet(all datasets)}} {{Immediately}}"} | FFM
DIN EN 62321-7-2_2017-12_NMP_XMN | 1 | 2 | Final Volume 100 ml | 1 | 1 |  | No | Y | 1 | WorkArea | XMN-PS-LAB-CH-GS |  | 2 | {"includerule":[{"includetimepoint":"includealways"}],"includerule(text)":" {{This Rule applies Always}}","reflexrule":[{"reflexruletype":"available","timepoint":"when","item":"priorparameterlist","datasetstatusandlimit":"hasstatus","datasetstatus":"completed","durationtype":"immediately"}],"reflexrule(text)":" {{Make Available}} {{When}} {{Prior ParameterList}} {{has Status}} {{Completed or Released if on Worksheet(all datasets)}} {{Immediately}}"} | FFM
BVL B 82.02-11_2008-10_XMN | 1 | 2 | Final Volume 100 ml | 1 | 1 |  | No | Y | 1 | WorkArea | XMN-PS-LAB-CH-GS |  | 2 | {"includerule":[{"includetimepoint":"includealways"}],"includerule(text)":" {{This Rule applies Always}}","reflexrule":[{"reflexruletype":"available","timepoint":"when","item":"priorparameterlist","datasetstatusandlimit":"hasstatus","datasetstatus":"completed","durationtype":"immediately"}],"reflexrule(text)":" {{Make Available}} {{When}} {{Prior ParameterList}} {{has Status}} {{Completed or Released if on Worksheet(all datasets)}} {{Immediately}}"} | FFM
BVL B 82.02-11 UV_2008-10_XMN | 1 | 2 | Final Volume 100 ml | 1 | 1 |  | No | Y | 1 | WorkArea | XMN-PS-LAB-CH-GS |  | 2 | {"includerule":[{"includetimepoint":"includealways"}],"includerule(text)":" {{This Rule applies Always}}","reflexrule":[{"reflexruletype":"available","timepoint":"when","item":"priorparameterlist","datasetstatusandlimit":"hasstatus","datasetstatus":"completed","durationtype":"immediately"}],"reflexrule(text)":" {{Make Available}} {{When}} {{Prior ParameterList}} {{has Status}} {{Completed or Released if on Worksheet(all datasets)}} {{Immediately}}"} | FFM
BVL B 82.02-11 80°C_2008-10_XMN | 1 | 2 | Final Volume 100 ml | 1 | 1 |  | No | Y | 1 | WorkArea | XMN-PS-LAB-CH-GS |  | 2 | {"includerule":[{"includetimepoint":"includealways"}],"includerule(text)":" {{This Rule applies Always}}","reflexrule":[{"reflexruletype":"available","timepoint":"when","item":"priorparameterlist","datasetstatusandlimit":"hasstatus","datasetstatus":"completed","durationtype":"immediately"}],"reflexrule(text)":" {{Make Available}} {{When}} {{Prior ParameterList}} {{has Status}} {{Completed or Released if on Worksheet(all datasets)}} {{Immediately}}"} | FFM
BVL B 82.02-11 IC_2008-10_XMN | 1 | 2 | Final Volume 100 ml | 1 | 1 |  | No | Y | 1 | WorkArea | XMN-PS-LAB-CH-GS |  | 2 | {"includerule":[{"includetimepoint":"includealways"}],"includerule(text)":" {{This Rule applies Always}}","reflexrule":[{"reflexruletype":"available","timepoint":"when","item":"priorparameterlist","datasetstatusandlimit":"hasstatus","datasetstatus":"completed","durationtype":"immediately"}],"reflexrule(text)":" {{Make Available}} {{When}} {{Prior ParameterList}} {{has Status}} {{Completed or Released if on Worksheet(all datasets)}} {{Immediately}}"} | FFM
BVL B 82.02-11 80°C IC_2008-10_XMN | 1 | 2 | Final Volume 100 ml | 1 | 1 |  | No | Y | 1 | WorkArea | XMN-PS-LAB-CH-GS |  | 2 | {"includerule":[{"includetimepoint":"includealways"}],"includerule(text)":" {{This Rule applies Always}}","reflexrule":[{"reflexruletype":"available","timepoint":"when","item":"priorparameterlist","datasetstatusandlimit":"hasstatus","datasetstatus":"completed","durationtype":"immediately"}],"reflexrule(text)":" {{Make Available}} {{When}} {{Prior ParameterList}} {{has Status}} {{Completed or Released if on Worksheet(all datasets)}} {{Immediately}}"} | FFM
BVL B 82.02-11 UV IC_2008-10_XMN | 1 | 2 | Final Volume 100 ml | 1 | 1 |  | No | Y | 1 | WorkArea | XMN-PS-LAB-CH-GS |  | 2 | {"includerule":[{"includetimepoint":"includealways"}],"includerule(text)":" {{This Rule applies Always}}","reflexrule":[{"reflexruletype":"available","timepoint":"when","item":"priorparameterlist","datasetstatusandlimit":"hasstatus","datasetstatus":"completed","durationtype":"immediately"}],"reflexrule(text)":" {{Make Available}} {{When}} {{Prior ParameterList}} {{has Status}} {{Completed or Released if on Worksheet(all datasets)}} {{Immediately}}"} | FFM
GTP Chem CPS 25100_2016-07_XMN | 1 | 2 | Final Volume 10 ml | 1 | 1 |  | No | Y | 1 | WorkArea | XMN-PS-LAB-CH-GS |  | 2 | {"includerule":[{"includetimepoint":"includealways"}],"includerule(text)":" {{This Rule applies Always}}","reflexrule":[{"reflexruletype":"available","timepoint":"when","item":"priorparameterlist","datasetstatusandlimit":"hasstatus","datasetstatus":"completed","durationtype":"immediately"}],"reflexrule(text)":" {{Make Available}} {{When}} {{Prior ParameterList}} {{has Status}} {{Completed or Released if on Worksheet(all datasets)}} {{Immediately}}"} | FFM
DIN EN ISO 6401_2008-12_XMN | 1 | 2 | Final Volume 10 ml | 1 | 1 |  | No | Y | 1 | WorkArea | XMN-PS-LAB-CH-GS |  | 2 | {"includerule":[{"includetimepoint":"includealways"}],"includerule(text)":" {{This Rule applies Always}}","reflexrule":[{"reflexruletype":"available","timepoint":"when","item":"priorparameterlist","datasetstatusandlimit":"hasstatus","datasetstatus":"completed","durationtype":"immediately"}],"reflexrule(text)":" {{Make Available}} {{When}} {{Prior ParameterList}} {{has Status}} {{Completed or Released if on Worksheet(all datasets)}} {{Immediately}}"} | FFM
DIN EN ISO 19070_2016-07_XMN | 1 | 2 | Final Volume 10 ml | 1 | 1 |  | No | Y | 1 | WorkArea | XMN-PS-LAB-CH-GS |  | 2 | {"includerule":[{"includetimepoint":"includealways"}],"includerule(text)":" {{This Rule applies Always}}","reflexrule":[{"reflexruletype":"available","timepoint":"when","item":"priorparameterlist","datasetstatusandlimit":"hasstatus","datasetstatus":"completed","durationtype":"immediately"}],"reflexrule(text)":" {{Make Available}} {{When}} {{Prior ParameterList}} {{has Status}} {{Completed or Released if on Worksheet(all datasets)}} {{Immediately}}"} | FFM
CPSC-CH-E1003-09.1_2011_XMN | 1 | 2 | Final Volume 50 ml | 1 | 1 |  | No | Y | 1 | WorkArea | XMN-PS-LAB-CH-GS |  | 2 | {"includerule":[{"includetimepoint":"includealways"}],"includerule(text)":" {{This Rule applies Always}}","reflexrule":[{"reflexruletype":"available","timepoint":"when","item":"priorparameterlist","datasetstatusandlimit":"hasstatus","datasetstatus":"completed","durationtype":"immediately"}],"reflexrule(text)":" {{Make Available}} {{When}} {{Prior ParameterList}} {{has Status}} {{Completed or Released if on Worksheet(all datasets)}} {{Immediately}}"} | FFM
CPSC-CH-E1002-08.3_2012_XMN | 1 | 2 | Final Volume 50 ml | 1 | 1 |  | No | Y | 1 | WorkArea | XMN-PS-LAB-CH-GS |  | 2 | {"includerule":[{"includetimepoint":"includealways"}],"includerule(text)":" {{This Rule applies Always}}","reflexrule":[{"reflexruletype":"available","timepoint":"when","item":"priorparameterlist","datasetstatusandlimit":"hasstatus","datasetstatus":"completed","durationtype":"immediately"}],"reflexrule(text)":" {{Make Available}} {{When}} {{Prior ParameterList}} {{has Status}} {{Completed or Released if on Worksheet(all datasets)}} {{Immediately}}"} | FFM
CPSC-CH-E1001-08.3_2012_XMN | 1 | 2 | Final Volume 50 ml | 1 | 1 |  | No | Y | 1 | WorkArea | XMN-PS-LAB-CH-GS |  | 2 | {"includerule":[{"includetimepoint":"includealways"}],"includerule(text)":" {{This Rule applies Always}}","reflexrule":[{"reflexruletype":"available","timepoint":"when","item":"priorparameterlist","datasetstatusandlimit":"hasstatus","datasetstatus":"completed","durationtype":"immediately"}],"reflexrule(text)":" {{Make Available}} {{When}} {{Prior ParameterList}} {{has Status}} {{Completed or Released if on Worksheet(all datasets)}} {{Immediately}}"} | FFM
DIN EN ISO 17881-1_2016-09_XMN | 1 | 2 | Final Volume 10 ml | 1 | 1 |  | No | Y | 1 | WorkArea | XMN-PS-LAB-CH-GS |  | 2 | {"includerule":[{"includetimepoint":"includealways"}],"includerule(text)":" {{This Rule applies Always}}","reflexrule":[{"reflexruletype":"available","timepoint":"when","item":"priorparameterlist","datasetstatusandlimit":"hasstatus","datasetstatus":"completed","durationtype":"immediately"}],"reflexrule(text)":" {{Make Available}} {{When}} {{Prior ParameterList}} {{has Status}} {{Completed or Released if on Worksheet(all datasets)}} {{Immediately}}"} | FFM
DIN EN ISO 17881-2_2016-09_XMN | 1 | 2 | Final Volume 2 ml | 1 | 1 |  | No | Y | 1 | WorkArea | XMN-PS-LAB-CH-GS |  | 2 | {"includerule":[{"includetimepoint":"includealways"}],"includerule(text)":" {{This Rule applies Always}}","reflexrule":[{"reflexruletype":"available","timepoint":"when","item":"priorparameterlist","datasetstatusandlimit":"hasstatus","datasetstatus":"completed","durationtype":"immediately"}],"reflexrule(text)":" {{Make Available}} {{When}} {{Prior ParameterList}} {{has Status}} {{Completed or Released if on Worksheet(all datasets)}} {{Immediately}}"} | FFM
EN ISO 21084_2019-02_XMN | 1 | 2 | Final Volume 10 ml | 1 | 1 |  | Yes | Y | 1 | WorkArea | XMN-PS-LAB-CH-GS |  | 2 | {"includerule":[{"includetimepoint":"includealways"}],"includerule(text)":" {{This Rule applies Always}}","reflexrule":[{"reflexruletype":"available","timepoint":"when","item":"priorparameterlist","datasetstatusandlimit":"hasstatus","datasetstatus":"completed","durationtype":"immediately"}],"reflexrule(text)":" {{Make Available}} {{When}} {{Prior ParameterList}} {{has Status}} {{Completed or Released if on Worksheet(all datasets)}} {{Immediately}}"} | FFM
16CFR-1303_2016_XMN | 1 | 2 | Final Volume 100 ml | 1 | 1 |  | No | Y | 1 | WorkArea | XMN-PS-LAB-CH-GS |  | 2 | {"includerule":[{"includetimepoint":"includealways"}],"includerule(text)":" {{This Rule applies Always}}","reflexrule":[{"reflexruletype":"available","timepoint":"when","item":"priorparameterlist","datasetstatusandlimit":"hasstatus","datasetstatus":"completed","durationtype":"immediately"}],"reflexrule(text)":" {{Make Available}} {{When}} {{Prior ParameterList}} {{has Status}} {{Completed or Released if on Worksheet(all datasets)}} {{Immediately}}"} | SA
AATCC TM 112_2014_XMN | 1 | 2 | Final Volume 100 ml | 1 | 1 |  | No | Y | 1 | WorkArea | XMN-PS-LAB-CH-GS |  | 2 | {"includerule":[{"includetimepoint":"includealways"}],"includerule(text)":" {{This Rule applies Always}}","reflexrule":[{"reflexruletype":"available","timepoint":"when","item":"priorparameterlist","datasetstatusandlimit":"hasstatus","datasetstatus":"completed","durationtype":"immediately"}],"reflexrule(text)":" {{Make Available}} {{When}} {{Prior ParameterList}} {{has Status}} {{Completed or Released if on Worksheet(all datasets)}} {{Immediately}}"} | SA
ASTM E 1613_2012_XMN | 1 | 2 | Final Volume 50 ml | 1 | 1 |  | No | Y | 1 | WorkArea | XMN-PS-LAB-CH-GS |  | 2 | {"includerule":[{"includetimepoint":"includealways"}],"includerule(text)":" {{This Rule applies Always}}","reflexrule":[{"reflexruletype":"available","timepoint":"when","item":"priorparameterlist","datasetstatusandlimit":"hasstatus","datasetstatus":"completed","durationtype":"immediately"}],"reflexrule(text)":" {{Make Available}} {{When}} {{Prior ParameterList}} {{has Status}} {{Completed or Released if on Worksheet(all datasets)}} {{Immediately}}"} | SA
ASTM E 1645_2007_XMN | 1 | 2 | Final Volume 50 ml | 1 | 1 |  | No | Y | 1 | WorkArea | XMN-PS-LAB-CH-GS |  | 2 | {"includerule":[{"includetimepoint":"includealways"}],"includerule(text)":" {{This Rule applies Always}}","reflexrule":[{"reflexruletype":"available","timepoint":"when","item":"priorparameterlist","datasetstatusandlimit":"hasstatus","datasetstatus":"completed","durationtype":"immediately"}],"reflexrule(text)":" {{Make Available}} {{When}} {{Prior ParameterList}} {{has Status}} {{Completed or Released if on Worksheet(all datasets)}} {{Immediately}}"} | SA
ASTM F 2617_2015_XMN | 1 | 2 | Final Volume 50 ml | 1 | 1 |  | No | Y | 1 | WorkArea | XMN-PS-LAB-CH-GS |  | 2 | {"includerule":[{"includetimepoint":"includealways"}],"includerule(text)":" {{This Rule applies Always}}","reflexrule":[{"reflexruletype":"available","timepoint":"when","item":"priorparameterlist","datasetstatusandlimit":"hasstatus","datasetstatus":"completed","durationtype":"immediately"}],"reflexrule(text)":" {{Make Available}} {{When}} {{Prior ParameterList}} {{has Status}} {{Completed or Released if on Worksheet(all datasets)}} {{Immediately}}"} | SA
ASTM F 2853_2015_XMN | 1 | 2 | Final Volume 50 ml | 1 | 1 |  | No | Y | 1 | WorkArea | XMN-PS-LAB-CH-GS |  | 2 | {"includerule":[{"includetimepoint":"includealways"}],"includerule(text)":" {{This Rule applies Always}}","reflexrule":[{"reflexruletype":"available","timepoint":"when","item":"priorparameterlist","datasetstatusandlimit":"hasstatus","datasetstatus":"completed","durationtype":"immediately"}],"reflexrule(text)":" {{Make Available}} {{When}} {{Prior ParameterList}} {{has Status}} {{Completed or Released if on Worksheet(all datasets)}} {{Immediately}}"} | SA
ASTM F 963_2017_EHM_XMN | 1 | 2 | Final Volume 50 ml | 1 | 1 |  | No | Y | 1 | WorkArea | XMN-PS-LAB-CH-GS |  | 2 | {"includerule":[{"includetimepoint":"includealways"}],"includerule(text)":" {{This Rule applies Always}}","reflexrule":[{"reflexruletype":"available","timepoint":"when","item":"priorparameterlist","datasetstatusandlimit":"hasstatus","datasetstatus":"completed","durationtype":"immediately"}],"reflexrule(text)":" {{Make Available}} {{When}} {{Prior ParameterList}} {{has Status}} {{Completed or Released if on Worksheet(all datasets)}} {{Immediately}}"} | SA
ASTM F 963_2017_HM_XMN | 1 | 2 | Final Volume 50 ml | 1 | 1 |  | No | Y | 1 | WorkArea | XMN-PS-LAB-CH-GS |  | 2 | {"includerule":[{"includetimepoint":"includealways"}],"includerule(text)":" {{This Rule applies Always}}","reflexrule":[{"reflexruletype":"available","timepoint":"when","item":"priorparameterlist","datasetstatusandlimit":"hasstatus","datasetstatus":"completed","durationtype":"immediately"}],"reflexrule(text)":" {{Make Available}} {{When}} {{Prior ParameterList}} {{has Status}} {{Completed or Released if on Worksheet(all datasets)}} {{Immediately}}"} | SA
ASTM F 963_2017_PHT_XMN | 1 | 2 | Final Volume 30 ml | 1 | 1 |  | No | Y | 1 | WorkArea | XMN-PS-LAB-CH-GS |  | 2 | {"includerule":[{"includetimepoint":"includealways"}],"includerule(text)":" {{This Rule applies Always}}","reflexrule":[{"reflexruletype":"available","timepoint":"when","item":"priorparameterlist","datasetstatusandlimit":"hasstatus","datasetstatus":"completed","durationtype":"immediately"}],"reflexrule(text)":" {{Make Available}} {{When}} {{Prior ParameterList}} {{has Status}} {{Completed or Released if on Worksheet(all datasets)}} {{Immediately}}"} | SA
BS EN 16778_2016_XMN | 1 | 2 | Final Volume 10 ml | 1 | 1 |  | No | Y | 1 | WorkArea | XMN-PS-LAB-CH-GS |  | 2 | {"includerule":[{"includetimepoint":"includealways"}],"includerule(text)":" {{This Rule applies Always}}","reflexrule":[{"reflexruletype":"available","timepoint":"when","item":"priorparameterlist","datasetstatusandlimit":"hasstatus","datasetstatus":"completed","durationtype":"immediately"}],"reflexrule(text)":" {{Make Available}} {{When}} {{Prior ParameterList}} {{has Status}} {{Completed or Released if on Worksheet(all datasets)}} {{Immediately}}"} | SA
BS EN ISO 14184-2_2011_XMN | 1 | 2 | Final Volume 100 ml | 1 | 1 |  | No | Y | 1 | WorkArea | XMN-PS-LAB-CH-GS |  | 2 | {"includerule":[{"includetimepoint":"includealways"}],"includerule(text)":" {{This Rule applies Always}}","reflexrule":[{"reflexruletype":"available","timepoint":"when","item":"priorparameterlist","datasetstatusandlimit":"hasstatus","datasetstatus":"completed","durationtype":"immediately"}],"reflexrule(text)":" {{Make Available}} {{When}} {{Prior ParameterList}} {{has Status}} {{Completed or Released if on Worksheet(all datasets)}} {{Immediately}}"} | SA
CPSC-CH-C1001-09.4_2018_XMN | 1 | 2 | Final Volume 30 ml | 1 | 1 |  | No | Y | 1 | WorkArea | XMN-PS-LAB-CH-GS |  | 2 | {"includerule":[{"includetimepoint":"includealways"}],"includerule(text)":" {{This Rule applies Always}}","reflexrule":[{"reflexruletype":"available","timepoint":"when","item":"priorparameterlist","datasetstatusandlimit":"hasstatus","datasetstatus":"completed","durationtype":"immediately"}],"reflexrule(text)":" {{Make Available}} {{When}} {{Prior ParameterList}} {{has Status}} {{Completed or Released if on Worksheet(all datasets)}} {{Immediately}}"} | SA
DIN EN 1122_2002_XMN | 1 | 2 | Final Volume 25 ml | 1 | 1 |  | No | Y | 1 | WorkArea | XMN-PS-LAB-CH-GS |  | 2 | {"includerule":[{"includetimepoint":"includealways"}],"includerule(text)":" {{This Rule applies Always}}","reflexrule":[{"reflexruletype":"available","timepoint":"when","item":"priorparameterlist","datasetstatusandlimit":"hasstatus","datasetstatus":"completed","durationtype":"immediately"}],"reflexrule(text)":" {{Make Available}} {{When}} {{Prior ParameterList}} {{has Status}} {{Completed or Released if on Worksheet(all datasets)}} {{Immediately}}"} | SA
DIN EN ISO 17075-1_2017_XMN | 1 | 2 | Final Volume 100 ml | 1 | 1 |  | No | Y | 1 | WorkArea | XMN-PS-LAB-CH-GS |  | 2 | {"includerule":[{"includetimepoint":"includealways"}],"includerule(text)":" {{This Rule applies Always}}","reflexrule":[{"reflexruletype":"available","timepoint":"when","item":"priorparameterlist","datasetstatusandlimit":"hasstatus","datasetstatus":"completed","durationtype":"immediately"}],"reflexrule(text)":" {{Make Available}} {{When}} {{Prior ParameterList}} {{has Status}} {{Completed or Released if on Worksheet(all datasets)}} {{Immediately}}"} | SA
GB/T 18414.1_2006_XMN | 1 | 2 | Final Volume 2.5 ml | 1 | 1 |  | No | Y | 1 | WorkArea | XMN-PS-LAB-CH-GS |  | 2 | {"includerule":[{"includetimepoint":"includealways"}],"includerule(text)":" {{This Rule applies Always}}","reflexrule":[{"reflexruletype":"available","timepoint":"when","item":"priorparameterlist","datasetstatusandlimit":"hasstatus","datasetstatus":"completed","durationtype":"immediately"}],"reflexrule(text)":" {{Make Available}} {{When}} {{Prior ParameterList}} {{has Status}} {{Completed or Released if on Worksheet(all datasets)}} {{Immediately}}"} | SA
GB/T 19941_2019_XMN | 1 | 2 | Final Volume 50 ml | 1 | 1 |  | No | Y | 1 | WorkArea | XMN-PS-LAB-CH-GS |  | 2 | {"includerule":[{"includetimepoint":"includealways"}],"includerule(text)":" {{This Rule applies Always}}","reflexrule":[{"reflexruletype":"available","timepoint":"when","item":"priorparameterlist","datasetstatusandlimit":"hasstatus","datasetstatus":"completed","durationtype":"immediately"}],"reflexrule(text)":" {{Make Available}} {{When}} {{Prior ParameterList}} {{has Status}} {{Completed or Released if on Worksheet(all datasets)}} {{Immediately}}"} | SA
GB/T 20388_2016_XMN | 1 | 2 | Final Volume 30 ml | 1 | 1 |  | No | Y | 1 | WorkArea | XMN-PS-LAB-CH-GS |  | 2 | {"includerule":[{"includetimepoint":"includealways"}],"includerule(text)":" {{This Rule applies Always}}","reflexrule":[{"reflexruletype":"available","timepoint":"when","item":"priorparameterlist","datasetstatusandlimit":"hasstatus","datasetstatus":"completed","durationtype":"immediately"}],"reflexrule(text)":" {{Make Available}} {{When}} {{Prior ParameterList}} {{has Status}} {{Completed or Released if on Worksheet(all datasets)}} {{Immediately}}"} | SA
GB/T 2912.1_2009_XMN | 1 | 2 | Final Volume 100 ml | 1 | 1 |  | No | Y | 1 | WorkArea | XMN-PS-LAB-CH-GS |  | 2 | {"includerule":[{"includetimepoint":"includealways"}],"includerule(text)":" {{This Rule applies Always}}","reflexrule":[{"reflexruletype":"available","timepoint":"when","item":"priorparameterlist","datasetstatusandlimit":"hasstatus","datasetstatus":"completed","durationtype":"immediately"}],"reflexrule(text)":" {{Make Available}} {{When}} {{Prior ParameterList}} {{has Status}} {{Completed or Released if on Worksheet(all datasets)}} {{Immediately}}"} | SA
GB/T 7573_2009_XMN | 1 | 2 | Final Volume 100 ml | 1 | 1 |  | No | Y | 1 | WorkArea | XMN-PS-LAB-CH-GS |  | 2 | {"includerule":[{"includetimepoint":"includealways"}],"includerule(text)":" {{This Rule applies Always}}","reflexrule":[{"reflexruletype":"available","timepoint":"when","item":"priorparameterlist","datasetstatusandlimit":"hasstatus","datasetstatus":"completed","durationtype":"immediately"}],"reflexrule(text)":" {{Make Available}} {{When}} {{Prior ParameterList}} {{has Status}} {{Completed or Released if on Worksheet(all datasets)}} {{Immediately}}"} | SA
GTP_Chem_CPS_25101B_2016_XMN | 1 | 2 | Final Volume 20 ml | 1 | 1 |  | No | Y | 1 | WorkArea | XMN-PS-LAB-CH-GS |  | 2 | {"includerule":[{"includetimepoint":"includealways"}],"includerule(text)":" {{This Rule applies Always}}","reflexrule":[{"reflexruletype":"available","timepoint":"when","item":"priorparameterlist","datasetstatusandlimit":"hasstatus","datasetstatus":"completed","durationtype":"immediately"}],"reflexrule(text)":" {{Make Available}} {{When}} {{Prior ParameterList}} {{has Status}} {{Completed or Released if on Worksheet(all datasets)}} {{Immediately}}"} | SA
GTP_Chem_CPS_25102D_2018_XMN | 1 | 2 | Final Volume 10 ml | 1 | 1 |  | No | Y | 1 | WorkArea | XMN-PS-LAB-CH-GS |  | 2 | {"includerule":[{"includetimepoint":"includealways"}],"includerule(text)":" {{This Rule applies Always}}","reflexrule":[{"reflexruletype":"available","timepoint":"when","item":"priorparameterlist","datasetstatusandlimit":"hasstatus","datasetstatus":"completed","durationtype":"immediately"}],"reflexrule(text)":" {{Make Available}} {{When}} {{Prior ParameterList}} {{has Status}} {{Completed or Released if on Worksheet(all datasets)}} {{Immediately}}"} | SA
GTP_Chem_CPS_25105C_2018_XMN | 1 | 2 | Final Volume 10 ml | 1 | 1 |  | No | Y | 1 | WorkArea | XMN-PS-LAB-CH-GS |  | 2 | {"includerule":[{"includetimepoint":"includealways"}],"includerule(text)":" {{This Rule applies Always}}","reflexrule":[{"reflexruletype":"available","timepoint":"when","item":"priorparameterlist","datasetstatusandlimit":"hasstatus","datasetstatus":"completed","durationtype":"immediately"}],"reflexrule(text)":" {{Make Available}} {{When}} {{Prior ParameterList}} {{has Status}} {{Completed or Released if on Worksheet(all datasets)}} {{Immediately}}"} | SA
GTP_Chem_CPS_25106C_2019_XMN | 1 | 2 | Final Volume 10 ml | 1 | 1 |  | No | Y | 1 | WorkArea | XMN-PS-LAB-CH-GS |  | 2 | {"includerule":[{"includetimepoint":"includealways"}],"includerule(text)":" {{This Rule applies Always}}","reflexrule":[{"reflexruletype":"available","timepoint":"when","item":"priorparameterlist","datasetstatusandlimit":"hasstatus","datasetstatus":"completed","durationtype":"immediately"}],"reflexrule(text)":" {{Make Available}} {{When}} {{Prior ParameterList}} {{has Status}} {{Completed or Released if on Worksheet(all datasets)}} {{Immediately}}"} | SA
GTP_Chem_CPS_25119C_2018_XMN | 1 | 2 | Final Volume 2.5 ml | 1 | 1 |  | No | Y | 1 | WorkArea | XMN-PS-LAB-CH-GS |  | 2 | {"includerule":[{"includetimepoint":"includealways"}],"includerule(text)":" {{This Rule applies Always}}","reflexrule":[{"reflexruletype":"available","timepoint":"when","item":"priorparameterlist","datasetstatusandlimit":"hasstatus","datasetstatus":"completed","durationtype":"immediately"}],"reflexrule(text)":" {{Make Available}} {{When}} {{Prior ParameterList}} {{has Status}} {{Completed or Released if on Worksheet(all datasets)}} {{Immediately}}"} | SA
GTP_Chem_CPS_25120D_2019_XMN | 1 | 2 | Final Volume 10 ml | 1 | 1 |  | No | Y | 1 | WorkArea | XMN-PS-LAB-CH-GS |  | 2 | {"includerule":[{"includetimepoint":"includealways"}],"includerule(text)":" {{This Rule applies Always}}","reflexrule":[{"reflexruletype":"available","timepoint":"when","item":"priorparameterlist","datasetstatusandlimit":"hasstatus","datasetstatus":"completed","durationtype":"immediately"}],"reflexrule(text)":" {{Make Available}} {{When}} {{Prior ParameterList}} {{has Status}} {{Completed or Released if on Worksheet(all datasets)}} {{Immediately}}"} | SA
GTP_Chem_CPS_25126C_2018_XMN | 1 | 2 | Final Volume 10 ml | 1 | 1 |  | No | Y | 1 | WorkArea | XMN-PS-LAB-CH-GS |  | 2 | {"includerule":[{"includetimepoint":"includealways"}],"includerule(text)":" {{This Rule applies Always}}","reflexrule":[{"reflexruletype":"available","timepoint":"when","item":"priorparameterlist","datasetstatusandlimit":"hasstatus","datasetstatus":"completed","durationtype":"immediately"}],"reflexrule(text)":" {{Make Available}} {{When}} {{Prior ParameterList}} {{has Status}} {{Completed or Released if on Worksheet(all datasets)}} {{Immediately}}"} | SA
GTP_Chem_CPS_25151C_2018_XMN | 1 | 2 | Final Volume 100 ml | 1 | 1 |  | No | Y | 1 | WorkArea | XMN-PS-LAB-CH-GS |  | 2 | {"includerule":[{"includetimepoint":"includealways"}],"includerule(text)":" {{This Rule applies Always}}","reflexrule":[{"reflexruletype":"available","timepoint":"when","item":"priorparameterlist","datasetstatusandlimit":"hasstatus","datasetstatus":"completed","durationtype":"immediately"}],"reflexrule(text)":" {{Make Available}} {{When}} {{Prior ParameterList}} {{has Status}} {{Completed or Released if on Worksheet(all datasets)}} {{Immediately}}"} | SA
GTP_Chem_CPS_25167B_2016_XMN | 1 | 2 | Final Volume 7.5 ml | 1 | 1 |  | No | Y | 1 | WorkArea | XMN-PS-LAB-CH-GS |  | 2 | {"includerule":[{"includetimepoint":"includealways"}],"includerule(text)":" {{This Rule applies Always}}","reflexrule":[{"reflexruletype":"available","timepoint":"when","item":"priorparameterlist","datasetstatusandlimit":"hasstatus","datasetstatus":"completed","durationtype":"immediately"}],"reflexrule(text)":" {{Make Available}} {{When}} {{Prior ParameterList}} {{has Status}} {{Completed or Released if on Worksheet(all datasets)}} {{Immediately}}"} | SA
GTP_Chem_CPS_25173B_2016_XMN | 1 | 2 | Final Volume 30 ml | 1 | 1 |  | No | Y | 1 | WorkArea | XMN-PS-LAB-CH-GS |  | 2 | {"includerule":[{"includetimepoint":"includealways"}],"includerule(text)":" {{This Rule applies Always}}","reflexrule":[{"reflexruletype":"available","timepoint":"when","item":"priorparameterlist","datasetstatusandlimit":"hasstatus","datasetstatus":"completed","durationtype":"immediately"}],"reflexrule(text)":" {{Make Available}} {{When}} {{Prior ParameterList}} {{has Status}} {{Completed or Released if on Worksheet(all datasets)}} {{Immediately}}"} | SA
GTP_Chem_CPS_25179B_2016_XMN | 1 | 2 | Final Volume 25 ml | 1 | 1 |  | No | Y | 1 | WorkArea | XMN-PS-LAB-CH-GS |  | 2 | {"includerule":[{"includetimepoint":"includealways"}],"includerule(text)":" {{This Rule applies Always}}","reflexrule":[{"reflexruletype":"available","timepoint":"when","item":"priorparameterlist","datasetstatusandlimit":"hasstatus","datasetstatus":"completed","durationtype":"immediately"}],"reflexrule(text)":" {{Make Available}} {{When}} {{Prior ParameterList}} {{has Status}} {{Completed or Released if on Worksheet(all datasets)}} {{Immediately}}"} | SA
GTP_Chem_CPS_25182B_2016_XMN | 1 | 2 | Final Volume 50 ml | 1 | 1 |  | No | Y | 1 | WorkArea | XMN-PS-LAB-CH-GS |  | 2 | {"includerule":[{"includetimepoint":"includealways"}],"includerule(text)":" {{This Rule applies Always}}","reflexrule":[{"reflexruletype":"available","timepoint":"when","item":"priorparameterlist","datasetstatusandlimit":"hasstatus","datasetstatus":"completed","durationtype":"immediately"}],"reflexrule(text)":" {{Make Available}} {{When}} {{Prior ParameterList}} {{has Status}} {{Completed or Released if on Worksheet(all datasets)}} {{Immediately}}"} | SA
ISO/TS 16190_2013_XMN | 1 | 2 | Final Volume 10 ml | 1 | 1 |  | No | Y | 1 | WorkArea | XMN-PS-LAB-CH-GS |  | 2 | {"includerule":[{"includetimepoint":"includealways"}],"includerule(text)":" {{This Rule applies Always}}","reflexrule":[{"reflexruletype":"available","timepoint":"when","item":"priorparameterlist","datasetstatusandlimit":"hasstatus","datasetstatus":"completed","durationtype":"immediately"}],"reflexrule(text)":" {{Make Available}} {{When}} {{Prior ParameterList}} {{has Status}} {{Completed or Released if on Worksheet(all datasets)}} {{Immediately}}"} | SA
JIS L 1041_2011_XMN | 1 | 2 | Final Volume 100 ml | 1 | 1 |  | No | Y | 1 | WorkArea | XMN-PS-LAB-CH-GS |  | 2 | {"includerule":[{"includetimepoint":"includealways"}],"includerule(text)":" {{This Rule applies Always}}","reflexrule":[{"reflexruletype":"available","timepoint":"when","item":"priorparameterlist","datasetstatusandlimit":"hasstatus","datasetstatus":"completed","durationtype":"immediately"}],"reflexrule(text)":" {{Make Available}} {{When}} {{Prior ParameterList}} {{has Status}} {{Completed or Released if on Worksheet(all datasets)}} {{Immediately}}"} | SA
LFGB BVL B 82.02-08_2001_XMN | 1 | 2 | Final Volume 2.5 ml | 1 | 1 |  | No | Y | 1 | WorkArea | XMN-PS-LAB-CH-GS |  | 2 | {"includerule":[{"includetimepoint":"includealways"}],"includerule(text)":" {{This Rule applies Always}}","reflexrule":[{"reflexruletype":"available","timepoint":"when","item":"priorparameterlist","datasetstatusandlimit":"hasstatus","datasetstatus":"completed","durationtype":"immediately"}],"reflexrule(text)":" {{Make Available}} {{When}} {{Prior ParameterList}} {{has Status}} {{Completed or Released if on Worksheet(all datasets)}} {{Immediately}}"} | SA
GB/T 22048_2015_XMN | 1 | 2 | Final Volume 30 ml | 1 | 1 |  | No | Y | 1 | WorkArea | XMN-PS-LAB-CH-GS |  | 2 | {"includerule":[{"includetimepoint":"includealways"}],"includerule(text)":" {{This Rule applies Always}}","reflexrule":[{"reflexruletype":"available","timepoint":"when","item":"priorparameterlist","datasetstatusandlimit":"hasstatus","datasetstatus":"completed","durationtype":"immediately"}],"reflexrule(text)":" {{Make Available}} {{When}} {{Prior ParameterList}} {{has Status}} {{Completed or Released if on Worksheet(all datasets)}} {{Immediately}}"} | SA
DIN EN 17132_2019_XMN | 1 | 2 | Final Volume 10 ml | 1 | 1 |  | No | Y | 1 | WorkArea | XMN-PS-LAB-CH-GS |  | 2 | {"includerule":[{"includetimepoint":"includealways"}],"includerule(text)":" {{This Rule applies Always}}","reflexrule":[{"reflexruletype":"available","timepoint":"when","item":"priorparameterlist","datasetstatusandlimit":"hasstatus","datasetstatus":"completed","durationtype":"immediately"}],"reflexrule(text)":" {{Make Available}} {{When}} {{Prior ParameterList}} {{has Status}} {{Completed or Released if on Worksheet(all datasets)}} {{Immediately}}"} | SA
GTP_Chem_CPS_25167B_2016_XMN | 1 | 2 | Final Volume 30 ml | 1 | 1 |  | No | Y | 1 | WorkArea | XMN-PS-LAB-CH-GS |  | 2 | {"includerule":[{"includetimepoint":"includealways"}],"includerule(text)":" {{This Rule applies Always}}","reflexrule":[{"reflexruletype":"available","timepoint":"when","item":"priorparameterlist","datasetstatusandlimit":"hasstatus","datasetstatus":"completed","durationtype":"immediately"}],"reflexrule(text)":" {{Make Available}} {{When}} {{Prior ParameterList}} {{has Status}} {{Completed or Released if on Worksheet(all datasets)}} {{Immediately}}"} | SA
CPSC-CH-C1001-09.4_2018_XMN | 1 | 2 | Final Volume 30 ml | 1 | 1 |  | No | Y | 1 | WorkArea | XMN-PS-LAB-CH-GS |  | 2 | {"includerule":[{"includetimepoint":"includealways"}],"includerule(text)":" {{This Rule applies Always}}","reflexrule":[{"reflexruletype":"available","timepoint":"when","item":"priorparameterlist","datasetstatusandlimit":"hasstatus","datasetstatus":"completed","durationtype":"immediately"}],"reflexrule(text)":" {{Make Available}} {{When}} {{Prior ParameterList}} {{has Status}} {{Completed or Released if on Worksheet(all datasets)}} {{Immediately}}"} | SA
GB/T 20388_2016_XMN | 1 | 2 | Final Volume 30 ml | 1 | 1 |  | No | Y | 1 | WorkArea | XMN-PS-LAB-CH-GS |  | 2 | {"includerule":[{"includetimepoint":"includealways"}],"includerule(text)":" {{This Rule applies Always}}","reflexrule":[{"reflexruletype":"available","timepoint":"when","item":"priorparameterlist","datasetstatusandlimit":"hasstatus","datasetstatus":"completed","durationtype":"immediately"}],"reflexrule(text)":" {{Make Available}} {{When}} {{Prior ParameterList}} {{has Status}} {{Completed or Released if on Worksheet(all datasets)}} {{Immediately}}"} | SA
GTP_Chem_CPS_25120D_2019_XMN | 1 | 2 | Final Volume 10 ml | 1 | 1 |  | No | Y | 1 | WorkArea | XMN-PS-LAB-CH-GS |  | 2 | {"includerule":[{"includetimepoint":"includealways"}],"includerule(text)":" {{This Rule applies Always}}","reflexrule":[{"reflexruletype":"available","timepoint":"when","item":"priorparameterlist","datasetstatusandlimit":"hasstatus","datasetstatus":"completed","durationtype":"immediately"}],"reflexrule(text)":" {{Make Available}} {{When}} {{Prior ParameterList}} {{has Status}} {{Completed or Released if on Worksheet(all datasets)}} {{Immediately}}"} | SA
DIN EN ISO 16373-2-2014_XMN | 1 | 2 | Final Volume 30 ml | 1 | 1 |  | No | Y | 1 | WorkArea | XMN-PS-LAB-CH-GS |  | 2 | {"includerule":[{"includetimepoint":"includealways"}],"includerule(text)":" {{This Rule applies Always}}","reflexrule":[{"reflexruletype":"available","timepoint":"when","item":"priorparameterlist","datasetstatusandlimit":"hasstatus","datasetstatus":"completed","durationtype":"immediately"}],"reflexrule(text)":" {{Make Available}} {{When}} {{Prior ParameterList}} {{has Status}} {{Completed or Released if on Worksheet(all datasets)}} {{Immediately}}"} | SA
BVL B 82.02-3_2016_XMN | 1 | 2 | Final Volume 5 ml | 1 | 1 |  | No | Y | 1 | WorkArea | XMN-PS-LAB-CH-GS |  | 2 | {"includerule":[{"includetimepoint":"includealways"}],"includerule(text)":" {{This Rule applies Always}}","reflexrule":[{"reflexruletype":"available","timepoint":"when","item":"priorparameterlist","datasetstatusandlimit":"hasstatus","datasetstatus":"completed","durationtype":"immediately"}],"reflexrule(text)":" {{Make Available}} {{When}} {{Prior ParameterList}} {{has Status}} {{Completed or Released if on Worksheet(all datasets)}} {{Immediately}}"} | SA
GB/T 17592_2006_nat_XMN | 1 | 2 | Final Volume 5 ml | 1 | 1 |  | No | Y | 1 | WorkArea | XMN-PS-LAB-CH-GS |  | 2 | {"includerule":[{"includetimepoint":"includealways"}],"includerule(text)":" {{This Rule applies Always}}","reflexrule":[{"reflexruletype":"available","timepoint":"when","item":"priorparameterlist","datasetstatusandlimit":"hasstatus","datasetstatus":"completed","durationtype":"immediately"}],"reflexrule(text)":" {{Make Available}} {{When}} {{Prior ParameterList}} {{has Status}} {{Completed or Released if on Worksheet(all datasets)}} {{Immediately}}"} | SA
GB/T 17592_2006_syn_XMN | 1 | 2 | Final Volume 5 ml | 1 | 1 |  | No | Y | 1 | WorkArea | XMN-PS-LAB-CH-GS |  | 2 | {"includerule":[{"includetimepoint":"includealways"}],"includerule(text)":" {{This Rule applies Always}}","reflexrule":[{"reflexruletype":"available","timepoint":"when","item":"priorparameterlist","datasetstatusandlimit":"hasstatus","datasetstatus":"completed","durationtype":"immediately"}],"reflexrule(text)":" {{Make Available}} {{When}} {{Prior ParameterList}} {{has Status}} {{Completed or Released if on Worksheet(all datasets)}} {{Immediately}}"} | SA
GB/T 19942_2019_XMN | 1 | 2 | Final Volume 5 ml | 1 | 1 |  | No | Y | 1 | WorkArea | XMN-PS-LAB-CH-GS |  | 2 | {"includerule":[{"includetimepoint":"includealways"}],"includerule(text)":" {{This Rule applies Always}}","reflexrule":[{"reflexruletype":"available","timepoint":"when","item":"priorparameterlist","datasetstatusandlimit":"hasstatus","datasetstatus":"completed","durationtype":"immediately"}],"reflexrule(text)":" {{Make Available}} {{When}} {{Prior ParameterList}} {{has Status}} {{Completed or Released if on Worksheet(all datasets)}} {{Immediately}}"} | SA
GB/T 23344_2009_nat_XMN | 1 | 2 | Final Volume 5 ml | 1 | 1 |  | No | Y | 1 | WorkArea | XMN-PS-LAB-CH-GS |  | 2 | {"includerule":[{"includetimepoint":"includealways"}],"includerule(text)":" {{This Rule applies Always}}","reflexrule":[{"reflexruletype":"available","timepoint":"when","item":"priorparameterlist","datasetstatusandlimit":"hasstatus","datasetstatus":"completed","durationtype":"immediately"}],"reflexrule(text)":" {{Make Available}} {{When}} {{Prior ParameterList}} {{has Status}} {{Completed or Released if on Worksheet(all datasets)}} {{Immediately}}"} | SA
GB/T 23344_2009_syn_XMN | 1 | 2 | Final Volume 5 ml | 1 | 1 |  | No | Y | 1 | WorkArea | XMN-PS-LAB-CH-GS |  | 2 | {"includerule":[{"includetimepoint":"includealways"}],"includerule(text)":" {{This Rule applies Always}}","reflexrule":[{"reflexruletype":"available","timepoint":"when","item":"priorparameterlist","datasetstatusandlimit":"hasstatus","datasetstatus":"completed","durationtype":"immediately"}],"reflexrule(text)":" {{Make Available}} {{When}} {{Prior ParameterList}} {{has Status}} {{Completed or Released if on Worksheet(all datasets)}} {{Immediately}}"} | SA
GTP_Chem_CPS_25103B_2016_nat_XMN | 1 | 2 | Final Volume 5 ml | 1 | 1 |  | No | Y | 1 | WorkArea | XMN-PS-LAB-CH-GS |  | 2 | {"includerule":[{"includetimepoint":"includealways"}],"includerule(text)":" {{This Rule applies Always}}","reflexrule":[{"reflexruletype":"available","timepoint":"when","item":"priorparameterlist","datasetstatusandlimit":"hasstatus","datasetstatus":"completed","durationtype":"immediately"}],"reflexrule(text)":" {{Make Available}} {{When}} {{Prior ParameterList}} {{has Status}} {{Completed or Released if on Worksheet(all datasets)}} {{Immediately}}"} | SA
GTP_Chem_CPS_25103B_2016_syn_XMN | 1 | 2 | Final Volume 5 ml | 1 | 1 |  | No | Y | 1 | WorkArea | XMN-PS-LAB-CH-GS |  | 2 | {"includerule":[{"includetimepoint":"includealways"}],"includerule(text)":" {{This Rule applies Always}}","reflexrule":[{"reflexruletype":"available","timepoint":"when","item":"priorparameterlist","datasetstatusandlimit":"hasstatus","datasetstatus":"completed","durationtype":"immediately"}],"reflexrule(text)":" {{Make Available}} {{When}} {{Prior ParameterList}} {{has Status}} {{Completed or Released if on Worksheet(all datasets)}} {{Immediately}}"} | SA
GTP_Chem_CPS_25104B_2016_LEA_XMN | 1 | 2 | Final Volume 5 ml | 1 | 1 |  | No | Y | 1 | WorkArea | XMN-PS-LAB-CH-GS |  | 2 | {"includerule":[{"includetimepoint":"includealways"}],"includerule(text)":" {{This Rule applies Always}}","reflexrule":[{"reflexruletype":"available","timepoint":"when","item":"priorparameterlist","datasetstatusandlimit":"hasstatus","datasetstatus":"completed","durationtype":"immediately"}],"reflexrule(text)":" {{Make Available}} {{When}} {{Prior ParameterList}} {{has Status}} {{Completed or Released if on Worksheet(all datasets)}} {{Immediately}}"} | SA
GTP_Chem_CPS_25104B_2016_nat_XMN | 1 | 2 | Final Volume 5 ml | 1 | 1 |  | No | Y | 1 | WorkArea | XMN-PS-LAB-CH-GS |  | 2 | {"includerule":[{"includetimepoint":"includealways"}],"includerule(text)":" {{This Rule applies Always}}","reflexrule":[{"reflexruletype":"available","timepoint":"when","item":"priorparameterlist","datasetstatusandlimit":"hasstatus","datasetstatus":"completed","durationtype":"immediately"}],"reflexrule(text)":" {{Make Available}} {{When}} {{Prior ParameterList}} {{has Status}} {{Completed or Released if on Worksheet(all datasets)}} {{Immediately}}"} | SA
GTP_Chem_CPS_25104B_2016_syn_XMN | 1 | 2 | Final Volume 5 ml | 1 | 1 |  | No | Y | 1 | WorkArea | XMN-PS-LAB-CH-GS |  | 2 | {"includerule":[{"includetimepoint":"includealways"}],"includerule(text)":" {{This Rule applies Always}}","reflexrule":[{"reflexruletype":"available","timepoint":"when","item":"priorparameterlist","datasetstatusandlimit":"hasstatus","datasetstatus":"completed","durationtype":"immediately"}],"reflexrule(text)":" {{Make Available}} {{When}} {{Prior ParameterList}} {{has Status}} {{Completed or Released if on Worksheet(all datasets)}} {{Immediately}}"} | SA
GTP_Chem_CPS_25125B_2016_XMN | 1 | 2 | Final Volume 5 ml | 1 | 1 |  | No | Y | 1 | WorkArea | XMN-PS-LAB-CH-GS |  | 2 | {"includerule":[{"includetimepoint":"includealways"}],"includerule(text)":" {{This Rule applies Always}}","reflexrule":[{"reflexruletype":"available","timepoint":"when","item":"priorparameterlist","datasetstatusandlimit":"hasstatus","datasetstatus":"completed","durationtype":"immediately"}],"reflexrule(text)":" {{Make Available}} {{When}} {{Prior ParameterList}} {{has Status}} {{Completed or Released if on Worksheet(all datasets)}} {{Immediately}}"} | SA
GTP_Chem_CPS_25193A-2016_XMN | 1 | 2 | Final Volume 5 ml | 1 | 1 |  | No | Y | 1 | WorkArea | XMN-PS-LAB-CH-GS |  | 2 | {"includerule":[{"includetimepoint":"includealways"}],"includerule(text)":" {{This Rule applies Always}}","reflexrule":[{"reflexruletype":"available","timepoint":"when","item":"priorparameterlist","datasetstatusandlimit":"hasstatus","datasetstatus":"completed","durationtype":"immediately"}],"reflexrule(text)":" {{Make Available}} {{When}} {{Prior ParameterList}} {{has Status}} {{Completed or Released if on Worksheet(all datasets)}} {{Immediately}}"} | SA
LFGB BVL B 82.02-2_2013_XMN | 1 | 2 | Final Volume 5 ml | 1 | 1 |  | No | Y | 1 | WorkArea | XMN-PS-LAB-CH-GS |  | 2 | {"includerule":[{"includetimepoint":"includealways"}],"includerule(text)":" {{This Rule applies Always}}","reflexrule":[{"reflexruletype":"available","timepoint":"when","item":"priorparameterlist","datasetstatusandlimit":"hasstatus","datasetstatus":"completed","durationtype":"immediately"}],"reflexrule(text)":" {{Make Available}} {{When}} {{Prior ParameterList}} {{has Status}} {{Completed or Released if on Worksheet(all datasets)}} {{Immediately}}"} | SA
LFGB BVL B 82.02-4_2013_XMN | 1 | 2 | Final Volume 5 ml | 1 | 1 |  | No | Y | 1 | WorkArea | XMN-PS-LAB-CH-GS |  | 2 | {"includerule":[{"includetimepoint":"includealways"}],"includerule(text)":" {{This Rule applies Always}}","reflexrule":[{"reflexruletype":"available","timepoint":"when","item":"priorparameterlist","datasetstatusandlimit":"hasstatus","datasetstatus":"completed","durationtype":"immediately"}],"reflexrule(text)":" {{Make Available}} {{When}} {{Prior ParameterList}} {{has Status}} {{Completed or Released if on Worksheet(all datasets)}} {{Immediately}}"} | SA
LFGB BVL B 82.02-9_2016_nat_XMN | 1 | 2 | Final Volume 5 ml | 1 | 1 |  | No | Y | 1 | WorkArea | XMN-PS-LAB-CH-GS |  | 2 | {"includerule":[{"includetimepoint":"includealways"}],"includerule(text)":" {{This Rule applies Always}}","reflexrule":[{"reflexruletype":"available","timepoint":"when","item":"priorparameterlist","datasetstatusandlimit":"hasstatus","datasetstatus":"completed","durationtype":"immediately"}],"reflexrule(text)":" {{Make Available}} {{When}} {{Prior ParameterList}} {{has Status}} {{Completed or Released if on Worksheet(all datasets)}} {{Immediately}}"} | SA
LFGB BVL B 82.02-9_2016_syn_XMN | 1 | 2 | Final Volume 5 ml | 1 | 1 |  | No | Y | 1 | WorkArea | XMN-PS-LAB-CH-GS |  | 2 | {"includerule":[{"includetimepoint":"includealways"}],"includerule(text)":" {{This Rule applies Always}}","reflexrule":[{"reflexruletype":"available","timepoint":"when","item":"priorparameterlist","datasetstatusandlimit":"hasstatus","datasetstatus":"completed","durationtype":"immediately"}],"reflexrule(text)":" {{Make Available}} {{When}} {{Prior ParameterList}} {{has Status}} {{Completed or Released if on Worksheet(all datasets)}} {{Immediately}}"} | SA
GTP_Chem_CPS_25125B_2016_XMN | 1 | 2 | Final Volume 5 ml | 1 | 1 |  | No | Y | 1 | WorkArea | XMN-PS-LAB-CH-GS |  | 2 | {"includerule":[{"includetimepoint":"includealways"}],"includerule(text)":" {{This Rule applies Always}}","reflexrule":[{"reflexruletype":"available","timepoint":"when","item":"priorparameterlist","datasetstatusandlimit":"hasstatus","datasetstatus":"completed","durationtype":"immediately"}],"reflexrule(text)":" {{Make Available}} {{When}} {{Prior ParameterList}} {{has Status}} {{Completed or Released if on Worksheet(all datasets)}} {{Immediately}}"} | SA
BVL B 82.02-3_2016_XMN | 1 | 2 | Final Volume 5 ml | 1 | 1 |  | No | Y | 1 | WorkArea | XMN-PS-LAB-CH-GS |  | 2 | {"includerule":[{"includetimepoint":"includealways"}],"includerule(text)":" {{This Rule applies Always}}","reflexrule":[{"reflexruletype":"available","timepoint":"when","item":"priorparameterlist","datasetstatusandlimit":"hasstatus","datasetstatus":"completed","durationtype":"immediately"}],"reflexrule(text)":" {{Make Available}} {{When}} {{Prior ParameterList}} {{has Status}} {{Completed or Released if on Worksheet(all datasets)}} {{Immediately}}"} | SA
GB/T 17592_2006_nat_XMN | 1 | 2 | Final Volume 5 ml | 1 | 1 |  | No | Y | 1 | WorkArea | XMN-PS-LAB-CH-GS |  | 2 | {"includerule":[{"includetimepoint":"includealways"}],"includerule(text)":" {{This Rule applies Always}}","reflexrule":[{"reflexruletype":"available","timepoint":"when","item":"priorparameterlist","datasetstatusandlimit":"hasstatus","datasetstatus":"completed","durationtype":"immediately"}],"reflexrule(text)":" {{Make Available}} {{When}} {{Prior ParameterList}} {{has Status}} {{Completed or Released if on Worksheet(all datasets)}} {{Immediately}}"} | SA
GB/T 17592_2006_syn_XMN | 1 | 2 | Final Volume 5 ml | 1 | 1 |  | No | Y | 1 | WorkArea | XMN-PS-LAB-CH-GS |  | 2 | {"includerule":[{"includetimepoint":"includealways"}],"includerule(text)":" {{This Rule applies Always}}","reflexrule":[{"reflexruletype":"available","timepoint":"when","item":"priorparameterlist","datasetstatusandlimit":"hasstatus","datasetstatus":"completed","durationtype":"immediately"}],"reflexrule(text)":" {{Make Available}} {{When}} {{Prior ParameterList}} {{has Status}} {{Completed or Released if on Worksheet(all datasets)}} {{Immediately}}"} | SA
GB/T 19942_2019_XMN | 1 | 2 | Final Volume 5 ml | 1 | 1 |  | No | Y | 1 | WorkArea | XMN-PS-LAB-CH-GS |  | 2 | {"includerule":[{"includetimepoint":"includealways"}],"includerule(text)":" {{This Rule applies Always}}","reflexrule":[{"reflexruletype":"available","timepoint":"when","item":"priorparameterlist","datasetstatusandlimit":"hasstatus","datasetstatus":"completed","durationtype":"immediately"}],"reflexrule(text)":" {{Make Available}} {{When}} {{Prior ParameterList}} {{has Status}} {{Completed or Released if on Worksheet(all datasets)}} {{Immediately}}"} | SA
GTP_Chem_CPS_25103B_2016_nat_XMN | 1 | 2 | Final Volume 5 ml | 1 | 1 |  | No | Y | 1 | WorkArea | XMN-PS-LAB-CH-GS |  | 2 | {"includerule":[{"includetimepoint":"includealways"}],"includerule(text)":" {{This Rule applies Always}}","reflexrule":[{"reflexruletype":"available","timepoint":"when","item":"priorparameterlist","datasetstatusandlimit":"hasstatus","datasetstatus":"completed","durationtype":"immediately"}],"reflexrule(text)":" {{Make Available}} {{When}} {{Prior ParameterList}} {{has Status}} {{Completed or Released if on Worksheet(all datasets)}} {{Immediately}}"} | SA
GTP_Chem_CPS_25103B_2016_syn_XMN | 1 | 2 | Final Volume 5 ml | 1 | 1 |  | No | Y | 1 | WorkArea | XMN-PS-LAB-CH-GS |  | 2 | {"includerule":[{"includetimepoint":"includealways"}],"includerule(text)":" {{This Rule applies Always}}","reflexrule":[{"reflexruletype":"available","timepoint":"when","item":"priorparameterlist","datasetstatusandlimit":"hasstatus","datasetstatus":"completed","durationtype":"immediately"}],"reflexrule(text)":" {{Make Available}} {{When}} {{Prior ParameterList}} {{has Status}} {{Completed or Released if on Worksheet(all datasets)}} {{Immediately}}"} | SA
GTP_Chem_CPS_25193A-2016_XMN | 1 | 2 | Final Volume 5 ml | 1 | 1 |  | No | Y | 1 | WorkArea | XMN-PS-LAB-CH-GS |  | 2 | {"includerule":[{"includetimepoint":"includealways"}],"includerule(text)":" {{This Rule applies Always}}","reflexrule":[{"reflexruletype":"available","timepoint":"when","item":"priorparameterlist","datasetstatusandlimit":"hasstatus","datasetstatus":"completed","durationtype":"immediately"}],"reflexrule(text)":" {{Make Available}} {{When}} {{Prior ParameterList}} {{has Status}} {{Completed or Released if on Worksheet(all datasets)}} {{Immediately}}"} | SA
LFGB BVL B 82.02-2_2013_XMN | 1 | 2 | Final Volume 5 ml | 1 | 1 |  | No | Y | 1 | WorkArea | XMN-PS-LAB-CH-GS |  | 2 | {"includerule":[{"includetimepoint":"includealways"}],"includerule(text)":" {{This Rule applies Always}}","reflexrule":[{"reflexruletype":"available","timepoint":"when","item":"priorparameterlist","datasetstatusandlimit":"hasstatus","datasetstatus":"completed","durationtype":"immediately"}],"reflexrule(text)":" {{Make Available}} {{When}} {{Prior ParameterList}} {{has Status}} {{Completed or Released if on Worksheet(all datasets)}} {{Immediately}}"} | SA
LFGB BVL B 82.02-4_2013_XMN | 1 | 2 | Final Volume 5 ml | 1 | 1 |  | No | Y | 1 | WorkArea | XMN-PS-LAB-CH-GS |  | 2 | {"includerule":[{"includetimepoint":"includealways"}],"includerule(text)":" {{This Rule applies Always}}","reflexrule":[{"reflexruletype":"available","timepoint":"when","item":"priorparameterlist","datasetstatusandlimit":"hasstatus","datasetstatus":"completed","durationtype":"immediately"}],"reflexrule(text)":" {{Make Available}} {{When}} {{Prior ParameterList}} {{has Status}} {{Completed or Released if on Worksheet(all datasets)}} {{Immediately}}"} | SA
GB/T 23344_2009_nat_XMN | 1 | 2 | Final Volume 5 ml | 1 | 1 |  | No | Y | 1 | WorkArea | XMN-PS-LAB-CH-GS |  | 2 | {"includerule":[{"includetimepoint":"includealways"}],"includerule(text)":" {{This Rule applies Always}}","reflexrule":[{"reflexruletype":"available","timepoint":"when","item":"priorparameterlist","datasetstatusandlimit":"hasstatus","datasetstatus":"completed","durationtype":"immediately"}],"reflexrule(text)":" {{Make Available}} {{When}} {{Prior ParameterList}} {{has Status}} {{Completed or Released if on Worksheet(all datasets)}} {{Immediately}}"} | SA
GB/T 23344_2009_syn_XMN | 1 | 2 | Final Volume 5 ml | 1 | 1 |  | No | Y | 1 | WorkArea | XMN-PS-LAB-CH-GS |  | 2 | {"includerule":[{"includetimepoint":"includealways"}],"includerule(text)":" {{This Rule applies Always}}","reflexrule":[{"reflexruletype":"available","timepoint":"when","item":"priorparameterlist","datasetstatusandlimit":"hasstatus","datasetstatus":"completed","durationtype":"immediately"}],"reflexrule(text)":" {{Make Available}} {{When}} {{Prior ParameterList}} {{has Status}} {{Completed or Released if on Worksheet(all datasets)}} {{Immediately}}"} | SA
GTP_Chem_CPS_25104B_2016_LEA_XMN | 1 | 2 | Final Volume 5 ml | 1 | 1 |  | No | Y | 1 | WorkArea | XMN-PS-LAB-CH-GS |  | 2 | {"includerule":[{"includetimepoint":"includealways"}],"includerule(text)":" {{This Rule applies Always}}","reflexrule":[{"reflexruletype":"available","timepoint":"when","item":"priorparameterlist","datasetstatusandlimit":"hasstatus","datasetstatus":"completed","durationtype":"immediately"}],"reflexrule(text)":" {{Make Available}} {{When}} {{Prior ParameterList}} {{has Status}} {{Completed or Released if on Worksheet(all datasets)}} {{Immediately}}"} | SA
GTP_Chem_CPS_25104B_2016_nat_XMN | 1 | 2 | Final Volume 5 ml | 1 | 1 |  | No | Y | 1 | WorkArea | XMN-PS-LAB-CH-GS |  | 2 | {"includerule":[{"includetimepoint":"includealways"}],"includerule(text)":" {{This Rule applies Always}}","reflexrule":[{"reflexruletype":"available","timepoint":"when","item":"priorparameterlist","datasetstatusandlimit":"hasstatus","datasetstatus":"completed","durationtype":"immediately"}],"reflexrule(text)":" {{Make Available}} {{When}} {{Prior ParameterList}} {{has Status}} {{Completed or Released if on Worksheet(all datasets)}} {{Immediately}}"} | SA
GTP_Chem_CPS_25104B_2016_syn_XMN | 1 | 2 | Final Volume 5 ml | 1 | 1 |  | No | Y | 1 | WorkArea | XMN-PS-LAB-CH-GS |  | 2 | {"includerule":[{"includetimepoint":"includealways"}],"includerule(text)":" {{This Rule applies Always}}","reflexrule":[{"reflexruletype":"available","timepoint":"when","item":"priorparameterlist","datasetstatusandlimit":"hasstatus","datasetstatus":"completed","durationtype":"immediately"}],"reflexrule(text)":" {{Make Available}} {{When}} {{Prior ParameterList}} {{has Status}} {{Completed or Released if on Worksheet(all datasets)}} {{Immediately}}"} | SA
LFGB BVL B 82.02-9_2016_nat_XMN | 1 | 2 | Final Volume 5 ml | 1 | 1 |  | No | Y | 1 | WorkArea | XMN-PS-LAB-CH-GS |  | 2 | {"includerule":[{"includetimepoint":"includealways"}],"includerule(text)":" {{This Rule applies Always}}","reflexrule":[{"reflexruletype":"available","timepoint":"when","item":"priorparameterlist","datasetstatusandlimit":"hasstatus","datasetstatus":"completed","durationtype":"immediately"}],"reflexrule(text)":" {{Make Available}} {{When}} {{Prior ParameterList}} {{has Status}} {{Completed or Released if on Worksheet(all datasets)}} {{Immediately}}"} | SA
LFGB BVL B 82.02-9_2016_syn_XMN | 1 | 2 | Final Volume 5 ml | 1 | 1 |  | No | Y | 1 | WorkArea | XMN-PS-LAB-CH-GS |  | 2 | {"includerule":[{"includetimepoint":"includealways"}],"includerule(text)":" {{This Rule applies Always}}","reflexrule":[{"reflexruletype":"available","timepoint":"when","item":"priorparameterlist","datasetstatusandlimit":"hasstatus","datasetstatus":"completed","durationtype":"immediately"}],"reflexrule(text)":" {{Make Available}} {{When}} {{Prior ParameterList}} {{has Status}} {{Completed or Released if on Worksheet(all datasets)}} {{Immediately}}"} | SA
DIN EN 16711-1_2016-02_XMN | 1 | 3 | Total HM-digest-Txt_ICP-OES_0.04mgL_XMN | 1 | R |  | Yes | Y | 1 | WorkArea | XMN-PS-LAB-CH-INO |  | 3 | {"includerule":[{"includetimepoint":"includealways"}],"includerule(text)":" {{This Rule applies Always}}","reflexrule":[{"reflexruletype":"available","timepoint":"when","item":"lastparameterlisttype","paramlisttype":"Preparation","datasetstatusandlimit":"hasstatus","datasetstatus":"completed","durationtype":"immediately"}],"reflexrule(text)":" {{Make Available}} {{When}} {{All ParameterList of Type}} Preparation {{has Status}} {{Completed or Released if on Worksheet(all datasets)}} {{Immediately}}"} | FFM
DIN EN ISO 14362-1_2017-05syn_w/oNaD_XMN | 1 | 3 | Azo Dyes_GC-MS_1.0mgl_XMN | 1 | R |  | Yes | Y | 1 | WorkArea | XMN-PS-LAB-CH-ORG |  | 3 | {"includerule":[{"includetimepoint":"includealways"}],"includerule(text)":" {{This Rule applies Always}}","reflexrule":[{"reflexruletype":"available","timepoint":"when","item":"lastparameterlisttype","paramlisttype":"Preparation","datasetstatusandlimit":"hasstatus","datasetstatus":"completed","durationtype":"immediately"}],"reflexrule(text)":" {{Make Available}} {{When}} {{All ParameterList of Type}} Preparation {{has Status}} {{Completed or Released if on Worksheet(all datasets)}} {{Immediately}}"} | FFM
DIN EN ISO 14362-1_2017-05nat_w/oNaD_XMN | 1 | 3 | Azo Dyes_GC-MS_1.0mgl_XMN | 1 | R |  | Yes | Y | 1 | WorkArea | XMN-PS-LAB-CH-ORG |  | 3 | {"includerule":[{"includetimepoint":"includealways"}],"includerule(text)":" {{This Rule applies Always}}","reflexrule":[{"reflexruletype":"available","timepoint":"when","item":"lastparameterlisttype","paramlisttype":"Preparation","datasetstatusandlimit":"hasstatus","datasetstatus":"completed","durationtype":"immediately"}],"reflexrule(text)":" {{Make Available}} {{When}} {{All ParameterList of Type}} Preparation {{has Status}} {{Completed or Released if on Worksheet(all datasets)}} {{Immediately}}"} | FFM
DIN EN ISO 14362-1_2017-05_syn_XMN | 1 | 3 | Azo Dyes_GC-MS_1.0mgl_XMN | 1 | R |  | Yes | Y | 1 | WorkArea | XMN-PS-LAB-CH-ORG |  | 3 | {"includerule":[{"includetimepoint":"includealways"}],"includerule(text)":" {{This Rule applies Always}}","reflexrule":[{"reflexruletype":"available","timepoint":"when","item":"lastparameterlisttype","paramlisttype":"Preparation","datasetstatusandlimit":"hasstatus","datasetstatus":"completed","durationtype":"immediately"}],"reflexrule(text)":" {{Make Available}} {{When}} {{All ParameterList of Type}} Preparation {{has Status}} {{Completed or Released if on Worksheet(all datasets)}} {{Immediately}}"} | FFM
DIN EN ISO 14362-1_2017-05_nat_XMN | 1 | 3 | Azo Dyes_GC-MS_1.0mgl_XMN | 1 | R |  | Yes | Y | 1 | WorkArea | XMN-PS-LAB-CH-ORG |  | 3 | {"includerule":[{"includetimepoint":"includealways"}],"includerule(text)":" {{This Rule applies Always}}","reflexrule":[{"reflexruletype":"available","timepoint":"when","item":"lastparameterlisttype","paramlisttype":"Preparation","datasetstatusandlimit":"hasstatus","datasetstatus":"completed","durationtype":"immediately"}],"reflexrule(text)":" {{Make Available}} {{When}} {{All ParameterList of Type}} Preparation {{has Status}} {{Completed or Released if on Worksheet(all datasets)}} {{Immediately}}"} | FFM
DIN EN ISO 14362-3_2017-05_syn_XMN | 1 | 3 | 4-AAB_GC-MS_1.0mgl_XMN | 1 | R |  | Yes | Y | 1 | WorkArea | XMN-PS-LAB-CH-ORG |  | 3 | {"includerule":[{"includetimepoint":"includealways"}],"includerule(text)":" {{This Rule applies Always}}","reflexrule":[{"reflexruletype":"available","timepoint":"when","item":"lastparameterlisttype","paramlisttype":"Preparation","datasetstatusandlimit":"hasstatus","datasetstatus":"completed","durationtype":"immediately"}],"reflexrule(text)":" {{Make Available}} {{When}} {{All ParameterList of Type}} Preparation {{has Status}} {{Completed or Released if on Worksheet(all datasets)}} {{Immediately}}"} | FFM
DIN EN ISO 14362-3_2017-05_nat_XMN | 1 | 3 | 4-AAB_GC-MS_1.0mgl_XMN | 1 | R |  | Yes | Y | 1 | WorkArea | XMN-PS-LAB-CH-ORG |  | 3 | {"includerule":[{"includetimepoint":"includealways"}],"includerule(text)":" {{This Rule applies Always}}","reflexrule":[{"reflexruletype":"available","timepoint":"when","item":"lastparameterlisttype","paramlisttype":"Preparation","datasetstatusandlimit":"hasstatus","datasetstatus":"completed","durationtype":"immediately"}],"reflexrule(text)":" {{Make Available}} {{When}} {{All ParameterList of Type}} Preparation {{has Status}} {{Completed or Released if on Worksheet(all datasets)}} {{Immediately}}"} | FFM
DIN EN ISO 17234-1_2020-12_XMN | 1 | 3 | Azo Dyes_GC-MS_1.0mgl_XMN | 1 | R |  | Yes | Y | 1 | WorkArea | XMN-PS-LAB-CH-ORG |  | 3 | {"includerule":[{"includetimepoint":"includealways"}],"includerule(text)":" {{This Rule applies Always}}","reflexrule":[{"reflexruletype":"available","timepoint":"when","item":"lastparameterlisttype","paramlisttype":"Preparation","datasetstatusandlimit":"hasstatus","datasetstatus":"completed","durationtype":"immediately"}],"reflexrule(text)":" {{Make Available}} {{When}} {{All ParameterList of Type}} Preparation {{has Status}} {{Completed or Released if on Worksheet(all datasets)}} {{Immediately}}"} | FFM
DIN EN ISO 17234-2_2011-06_XMN | 1 | 3 | 4-AAB_GC-MS_1.0mgl_XMN | 1 | R |  | Yes | Y | 1 | WorkArea | XMN-PS-LAB-CH-ORG |  | 3 | {"includerule":[{"includetimepoint":"includealways"}],"includerule(text)":" {{This Rule applies Always}}","reflexrule":[{"reflexruletype":"available","timepoint":"when","item":"lastparameterlisttype","paramlisttype":"Preparation","datasetstatusandlimit":"hasstatus","datasetstatus":"completed","durationtype":"immediately"}],"reflexrule(text)":" {{Make Available}} {{When}} {{All ParameterList of Type}} Preparation {{has Status}} {{Completed or Released if on Worksheet(all datasets)}} {{Immediately}}"} | FFM
DIN EN ISO 17226-1_2019-04_XMN | 1 | 3 | HCHO Content-Leather_LC-DAD_0.1mgl_XMN | 1 | R |  | Yes | Y | 1 | WorkArea | XMN-PS-LAB-CH-ORG |  | 3 | {"includerule":[{"includetimepoint":"includealways"}],"includerule(text)":" {{This Rule applies Always}}","reflexrule":[{"reflexruletype":"available","timepoint":"when","item":"lastparameterlisttype","paramlisttype":"Preparation","datasetstatusandlimit":"hasstatus","datasetstatus":"completed","durationtype":"immediately"}],"reflexrule(text)":" {{Make Available}} {{When}} {{All ParameterList of Type}} Preparation {{has Status}} {{Completed or Released if on Worksheet(all datasets)}} {{Immediately}}"} | FFM
DIN EN ISO 13365-1_2020-12_XMN | 1 | 3 | Preserving Agents_LC-DAD_0.25mgl_XMN | 1 | R |  | Yes | Y | 1 | WorkArea | XMN-PS-LAB-CH-ORG |  | 3 | {"includerule":[{"includetimepoint":"includealways"}],"includerule(text)":" {{This Rule applies Always}}","reflexrule":[{"reflexruletype":"available","timepoint":"when","item":"lastparameterlisttype","paramlisttype":"Preparation","datasetstatusandlimit":"hasstatus","datasetstatus":"completed","durationtype":"immediately"}],"reflexrule(text)":" {{Make Available}} {{When}} {{All ParameterList of Type}} Preparation {{has Status}} {{Completed or Released if on Worksheet(all datasets)}} {{Immediately}}"} | FFM
DIN EN ISO 18254-1_2016-09_XMN | 1 | 3 | APEOs_LC-MS_0.5mgl_XMN | 1 | R |  | Yes | Y | 1 | WorkArea | XMN-PS-LAB-CH-ORG |  | 3 | {"includerule":[{"includetimepoint":"includealways"}],"includerule(text)":" {{This Rule applies Always}}","reflexrule":[{"reflexruletype":"available","timepoint":"when","item":"lastparameterlisttype","paramlisttype":"Preparation","datasetstatusandlimit":"hasstatus","datasetstatus":"completed","durationtype":"immediately"}],"reflexrule(text)":" {{Make Available}} {{When}} {{All ParameterList of Type}} Preparation {{has Status}} {{Completed or Released if on Worksheet(all datasets)}} {{Immediately}}"} | FFM
DIN EN ISO 18218-1_2015-11_XMN | 1 | 3 | APEOs_LC-MS_0.5mgl_XMN | 1 | R |  | Yes | Y | 1 | WorkArea | XMN-PS-LAB-CH-ORG |  | 3 | {"includerule":[{"includetimepoint":"includealways"}],"includerule(text)":" {{This Rule applies Always}}","reflexrule":[{"reflexruletype":"available","timepoint":"when","item":"lastparameterlisttype","paramlisttype":"Preparation","datasetstatusandlimit":"hasstatus","datasetstatus":"completed","durationtype":"immediately"}],"reflexrule(text)":" {{Make Available}} {{When}} {{All ParameterList of Type}} Preparation {{has Status}} {{Completed or Released if on Worksheet(all datasets)}} {{Immediately}}"} | FFM
DIN 54231_2005-11_XMN | 1 | 3 | Allegen+Carcino dyes_LC-MSMS_0.5mgl_XMN | 1 | R |  | Yes | Y | 1 | WorkArea | XMN-PS-LAB-CH-ORG |  | 3 | {"includerule":[{"includetimepoint":"includealways"}],"includerule(text)":" {{This Rule applies Always}}","reflexrule":[{"reflexruletype":"available","timepoint":"when","item":"lastparameterlisttype","paramlisttype":"Preparation","datasetstatusandlimit":"hasstatus","datasetstatus":"completed","durationtype":"immediately"}],"reflexrule(text)":" {{Make Available}} {{When}} {{All ParameterList of Type}} Preparation {{has Status}} {{Completed or Released if on Worksheet(all datasets)}} {{Immediately}}"} | FFM
DIN CEN ISO/TS 16179_2012-12_XMN | 1 | 3 | OTC > 6_GC-MS_20µgl_XMN | 1 | R |  | Yes | Y | 1 | WorkArea | XMN-PS-LAB-CH-ORG |  | 3 | {"includerule":[{"includetimepoint":"includealways"}],"includerule(text)":" {{This Rule applies Always}}","reflexrule":[{"reflexruletype":"available","timepoint":"when","item":"lastparameterlisttype","paramlisttype":"Preparation","datasetstatusandlimit":"hasstatus","datasetstatus":"completed","durationtype":"immediately"}],"reflexrule(text)":" {{Make Available}} {{When}} {{All ParameterList of Type}} Preparation {{has Status}} {{Completed or Released if on Worksheet(all datasets)}} {{Immediately}}"} | FFM
DIN CEN ISO/TS 16181_2011-10_XMN | 1 | 3 | Phthalates>7_GC-MS_1.0mgl_XMN | 1 | R |  | Yes | Y | 1 | WorkArea | XMN-PS-LAB-CH-ORG |  | 3 | {"includerule":[{"includetimepoint":"includealways"}],"includerule(text)":" {{This Rule applies Always}}","reflexrule":[{"reflexruletype":"available","timepoint":"when","item":"lastparameterlisttype","paramlisttype":"Preparation","datasetstatusandlimit":"hasstatus","datasetstatus":"completed","durationtype":"immediately"}],"reflexrule(text)":" {{Make Available}} {{When}} {{All ParameterList of Type}} Preparation {{has Status}} {{Completed or Released if on Worksheet(all datasets)}} {{Immediately}}"} | FFM
DIN EN ISO 14389_2014-10_XMN | 1 | 3 | Phthalates>7_GC-MS_1.0mgl_XMN | 1 | R |  | Yes | Y | 1 | WorkArea | XMN-PS-LAB-CH-ORG |  | 3 | {"includerule":[{"includetimepoint":"includealways"}],"includerule(text)":" {{This Rule applies Always}}","reflexrule":[{"reflexruletype":"available","timepoint":"when","item":"lastparameterlisttype","paramlisttype":"Preparation","datasetstatusandlimit":"hasstatus","datasetstatus":"completed","durationtype":"immediately"}],"reflexrule(text)":" {{Make Available}} {{When}} {{All ParameterList of Type}} Preparation {{has Status}} {{Completed or Released if on Worksheet(all datasets)}} {{Immediately}}"} | FFM
DIN EN 17137_2019-02_XMN | 1 | 3 | COCs_GC-MS_0.01mgl_XMN | 1 | R |  | Yes | Y | 1 | WorkArea | XMN-PS-LAB-CH-ORG |  | 3 | {"includerule":[{"includetimepoint":"includealways"}],"includerule(text)":" {{This Rule applies Always}}","reflexrule":[{"reflexruletype":"available","timepoint":"when","item":"lastparameterlisttype","paramlisttype":"Preparation","datasetstatusandlimit":"hasstatus","datasetstatus":"completed","durationtype":"immediately"}],"reflexrule(text)":" {{Make Available}} {{When}} {{All ParameterList of Type}} Preparation {{has Status}} {{Completed or Released if on Worksheet(all datasets)}} {{Immediately}}"} | FFM
DIN EN ISO 17070_2015-05_XMN | 1 | 3 | Chlorinated Phenols_GC-MS_0.01mgl_XMN | 1 | R |  | Yes | Y | 1 | WorkArea | XMN-PS-LAB-CH-ORG |  | 3 | {"includerule":[{"includetimepoint":"includealways"}],"includerule(text)":" {{This Rule applies Always}}","reflexrule":[{"reflexruletype":"available","timepoint":"when","item":"lastparameterlisttype","paramlisttype":"Preparation","datasetstatusandlimit":"hasstatus","datasetstatus":"completed","durationtype":"immediately"}],"reflexrule(text)":" {{Make Available}} {{When}} {{All ParameterList of Type}} Preparation {{has Status}} {{Completed or Released if on Worksheet(all datasets)}} {{Immediately}}"} | FFM
DIN EN ISO 18219_2016-02_P_XMN | 1 | 3 | SCCP + MCCP_GC-CI-MS_10mgl_XMN | 1 | R |  | Yes | Y | 1 | WorkArea | XMN-PS-LAB-CH-ORG |  | 3 | {"includerule":[{"includetimepoint":"includealways"}],"includerule(text)":" {{This Rule applies Always}}","reflexrule":[{"reflexruletype":"available","timepoint":"when","item":"lastparameterlisttype","paramlisttype":"Preparation","datasetstatusandlimit":"hasstatus","datasetstatus":"completed","durationtype":"immediately"}],"reflexrule(text)":" {{Make Available}} {{When}} {{All ParameterList of Type}} Preparation {{has Status}} {{Completed or Released if on Worksheet(all datasets)}} {{Immediately}}"} | FFM
DIN EN ISO 18219_2016-02_LTH_XMN | 1 | 3 | SCCP + MCCP_GC-CI-MS_10mgl_XMN | 1 | R |  | Yes | Y | 1 | WorkArea | XMN-PS-LAB-CH-ORG |  | 3 | {"includerule":[{"includetimepoint":"includealways"}],"includerule(text)":" {{This Rule applies Always}}","reflexrule":[{"reflexruletype":"available","timepoint":"when","item":"lastparameterlisttype","paramlisttype":"Preparation","datasetstatusandlimit":"hasstatus","datasetstatus":"completed","durationtype":"immediately"}],"reflexrule(text)":" {{Make Available}} {{When}} {{All ParameterList of Type}} Preparation {{has Status}} {{Completed or Released if on Worksheet(all datasets)}} {{Immediately}}"} | FFM
DIN CEN ISO/TS 16186_2012-12_XMN | 1 | 3 | Dimethylfumarate_GC-MS_10µgl_XMN | 1 | R |  | Yes | Y | 1 | WorkArea | XMN-PS-LAB-CH-ORG |  | 3 | {"includerule":[{"includetimepoint":"includealways"}],"includerule(text)":" {{This Rule applies Always}}","reflexrule":[{"reflexruletype":"available","timepoint":"when","item":"lastparameterlisttype","paramlisttype":"Preparation","datasetstatusandlimit":"hasstatus","datasetstatus":"completed","durationtype":"immediately"}],"reflexrule(text)":" {{Make Available}} {{When}} {{All ParameterList of Type}} Preparation {{has Status}} {{Completed or Released if on Worksheet(all datasets)}} {{Immediately}}"} | FFM
DIN CEN ISO/TS 16189_2013-12_XMN | 1 | 3 | Dimethylformamide_GC-MS_1mgl_XMN | 1 | R |  | Yes | Y | 1 | WorkArea | XMN-PS-LAB-CH-ORG |  | 3 | {"includerule":[{"includetimepoint":"includealways"}],"includerule(text)":" {{This Rule applies Always}}","reflexrule":[{"reflexruletype":"available","timepoint":"when","item":"lastparameterlisttype","paramlisttype":"Preparation","datasetstatusandlimit":"hasstatus","datasetstatus":"completed","durationtype":"immediately"}],"reflexrule(text)":" {{Make Available}} {{When}} {{All ParameterList of Type}} Preparation {{has Status}} {{Completed or Released if on Worksheet(all datasets)}} {{Immediately}}"} | FFM
DIN EN ISO 17075-2 UV_2017-05_XMN | 1 | 3 | CrVI-UVag-HPLC-PCR-DAD_0.02mgl_XMN | 1 | R |  | Yes | Y | 1 | WorkArea | XMN-PS-LAB-CH-INO |  | 3 | {"includerule":[{"includetimepoint":"includealways"}],"includerule(text)":" {{This Rule applies Always}}","reflexrule":[{"reflexruletype":"available","timepoint":"when","item":"lastparameterlisttype","paramlisttype":"Preparation","datasetstatusandlimit":"hasstatus","datasetstatus":"completed","durationtype":"immediately"}],"reflexrule(text)":" {{Make Available}} {{When}} {{All ParameterList of Type}} Preparation {{has Status}} {{Completed or Released if on Worksheet(all datasets)}} {{Immediately}}"} | FFM
DIN EN ISO 17075-2 80°C_2017-05_XMN | 1 | 3 | CrVI -Ageing_HPLC-PCR-DAD_0.02mgl_XMN | 1 | R |  | Yes | Y | 1 | WorkArea | XMN-PS-LAB-CH-INO |  | 3 | {"includerule":[{"includetimepoint":"includealways"}],"includerule(text)":" {{This Rule applies Always}}","reflexrule":[{"reflexruletype":"available","timepoint":"when","item":"lastparameterlisttype","paramlisttype":"Preparation","datasetstatusandlimit":"hasstatus","datasetstatus":"completed","durationtype":"immediately"}],"reflexrule(text)":" {{Make Available}} {{When}} {{All ParameterList of Type}} Preparation {{has Status}} {{Completed or Released if on Worksheet(all datasets)}} {{Immediately}}"} | FFM
DIN EN ISO 17075-1 UV_2017-05_XMN | 1 | 3 | CrVI-UV ageing-B02_UVVIS_0.008mgl_XMN | 1 | R |  | Yes | Y | 1 | WorkArea | XMN-PS-LAB-CH-INO |  | 3 | {"includerule":[{"includetimepoint":"includealways"}],"includerule(text)":" {{This Rule applies Always}}","reflexrule":[{"reflexruletype":"available","timepoint":"when","item":"lastparameterlisttype","paramlisttype":"Preparation","datasetstatusandlimit":"hasstatus","datasetstatus":"completed","durationtype":"immediately"}],"reflexrule(text)":" {{Make Available}} {{When}} {{All ParameterList of Type}} Preparation {{has Status}} {{Completed or Released if on Worksheet(all datasets)}} {{Immediately}}"} | FFM
DIN EN ISO 17075-1 80°C_2017-05_XMN | 1 | 3 | Chromium VI -Ageing_UVVIS_0.008mgl_XMN | 1 | R |  | Yes | Y | 1 | WorkArea | XMN-PS-LAB-CH-INO |  | 3 | {"includerule":[{"includetimepoint":"includealways"}],"includerule(text)":" {{This Rule applies Always}}","reflexrule":[{"reflexruletype":"available","timepoint":"when","item":"lastparameterlisttype","paramlisttype":"Preparation","datasetstatusandlimit":"hasstatus","datasetstatus":"completed","durationtype":"immediately"}],"reflexrule(text)":" {{Make Available}} {{When}} {{All ParameterList of Type}} Preparation {{has Status}} {{Completed or Released if on Worksheet(all datasets)}} {{Immediately}}"} | FFM
DIN EN ISO 14184-1_2011-12_XMN | 1 | 3 | HCHO Content-Textile_UV-VIS_0.1mgl_XMN | 1 | R |  | Yes | Y | 1 | WorkArea | XMN-PS-LAB-CH-INO |  | 3 | {"includerule":[{"includetimepoint":"includealways"}],"includerule(text)":" {{This Rule applies Always}}","reflexrule":[{"reflexruletype":"available","timepoint":"when","item":"lastparameterlisttype","paramlisttype":"Preparation","datasetstatusandlimit":"hasstatus","datasetstatus":"completed","durationtype":"immediately"}],"reflexrule(text)":" {{Make Available}} {{When}} {{All ParameterList of Type}} Preparation {{has Status}} {{Completed or Released if on Worksheet(all datasets)}} {{Immediately}}"} | FFM
DIN EN ISO 17072-2_2019-07_XMN | 1 | 3 | Total Metals Leather_ICP-OES_0.04mgL_XMN | 1 | R |  | Yes | Y | 1 | WorkArea | XMN-PS-LAB-CH-INO |  | 3 | {"includerule":[{"includetimepoint":"includealways"}],"includerule(text)":" {{This Rule applies Always}}","reflexrule":[{"reflexruletype":"available","timepoint":"when","item":"lastparameterlisttype","paramlisttype":"Preparation","datasetstatusandlimit":"hasstatus","datasetstatus":"completed","durationtype":"immediately"}],"reflexrule(text)":" {{Make Available}} {{When}} {{All ParameterList of Type}} Preparation {{has Status}} {{Completed or Released if on Worksheet(all datasets)}} {{Immediately}}"} | FFM
DIN EN 16711-2_2016-02_XMN | 1 | 3 | Extract Metals-Txt_ICP-MS_0.4µgl_XMN | 1 | R |  | Yes | Y | 1 | WorkArea | XMN-PS-LAB-CH-INO |  | 3 | {"includerule":[{"includetimepoint":"includealways"}],"includerule(text)":" {{This Rule applies Always}}","reflexrule":[{"reflexruletype":"available","timepoint":"when","item":"lastparameterlisttype","paramlisttype":"Preparation","datasetstatusandlimit":"hasstatus","datasetstatus":"completed","durationtype":"immediately"}],"reflexrule(text)":" {{Make Available}} {{When}} {{All ParameterList of Type}} Preparation {{has Status}} {{Completed or Released if on Worksheet(all datasets)}} {{Immediately}}"} | FFM
DIN EN ISO 17072-1_2019-07_XMN | 1 | 3 | Extract Metals-Lth_ICP-MS_0.4µgl_XMN | 1 | R |  | Yes | Y | 1 | WorkArea | XMN-PS-LAB-CH-INO |  | 3 | {"includerule":[{"includetimepoint":"includealways"}],"includerule(text)":" {{This Rule applies Always}}","reflexrule":[{"reflexruletype":"available","timepoint":"when","item":"lastparameterlisttype","paramlisttype":"Preparation","datasetstatusandlimit":"hasstatus","datasetstatus":"completed","durationtype":"immediately"}],"reflexrule(text)":" {{Make Available}} {{When}} {{All ParameterList of Type}} Preparation {{has Status}} {{Completed or Released if on Worksheet(all datasets)}} {{Immediately}}"} | FFM
DIN EN ISO 17072-1 water_2019-07_XMN | 1 | 3 | Extract Metals-Lth_ICP-MS_0.4µgl_XMN | 1 | R |  | Yes | Y | 1 | WorkArea | XMN-PS-LAB-CH-INO |  | 3 | {"includerule":[{"includetimepoint":"includealways"}],"includerule(text)":" {{This Rule applies Always}}","reflexrule":[{"reflexruletype":"available","timepoint":"when","item":"lastparameterlisttype","paramlisttype":"Preparation","datasetstatusandlimit":"hasstatus","datasetstatus":"completed","durationtype":"immediately"}],"reflexrule(text)":" {{Make Available}} {{When}} {{All ParameterList of Type}} Preparation {{has Status}} {{Completed or Released if on Worksheet(all datasets)}} {{Immediately}}"} | FFM
DIN EN 71-3_2019-08_XMN | 1 | 3 | 19 elements-toys_ICP-MS_0.4µgl_XMN | 1 | R |  | Yes | Y | 1 | WorkArea | XMN-PS-LAB-CH-INO |  | 3 | {"includerule":[{"includetimepoint":"includealways"}],"includerule(text)":" {{This Rule applies Always}}","reflexrule":[{"reflexruletype":"available","timepoint":"when","item":"lastparameterlisttype","paramlisttype":"Preparation","datasetstatusandlimit":"hasstatus","datasetstatus":"completed","durationtype":"immediately"}],"reflexrule(text)":" {{Make Available}} {{When}} {{All ParameterList of Type}} Preparation {{has Status}} {{Completed or Released if on Worksheet(all datasets)}} {{Immediately}}"} | FFM
DIN EN 62321-7-1_2016-09_XMN | 1 | 3 | RoHS-CrVI-coat_UVVIS_0.008mgl_XMN | 1 | R |  | Yes | Y | 1 | WorkArea | XMN-PS-LAB-CH-INO |  | 3 | {"includerule":[{"includetimepoint":"includealways"}],"includerule(text)":" {{This Rule applies Always}}","reflexrule":[{"reflexruletype":"available","timepoint":"when","item":"lastparameterlisttype","paramlisttype":"Preparation","datasetstatusandlimit":"hasstatus","datasetstatus":"completed","durationtype":"immediately"}],"reflexrule(text)":" {{Make Available}} {{When}} {{All ParameterList of Type}} Preparation {{has Status}} {{Completed or Released if on Worksheet(all datasets)}} {{Immediately}}"} | FFM
DIN EN 62321-7-2_2017-12_Toluene_XMN | 1 | 3 | RoHS-CrVI-poly_UVVIS_0.008mgl_XMN | 1 | R |  | Yes | Y | 1 | WorkArea | XMN-PS-LAB-CH-INO |  | 3 | {"includerule":[{"includetimepoint":"includealways"}],"includerule(text)":" {{This Rule applies Always}}","reflexrule":[{"reflexruletype":"available","timepoint":"when","item":"lastparameterlisttype","paramlisttype":"Preparation","datasetstatusandlimit":"hasstatus","datasetstatus":"completed","durationtype":"immediately"}],"reflexrule(text)":" {{Make Available}} {{When}} {{All ParameterList of Type}} Preparation {{has Status}} {{Completed or Released if on Worksheet(all datasets)}} {{Immediately}}"} | FFM
DIN EN 62321-7-2_2017-12_NMP_XMN | 1 | 3 | RoHS-CrVI-poly_UVVIS_0.008mgl_XMN | 1 | R |  | Yes | Y | 1 | WorkArea | XMN-PS-LAB-CH-INO |  | 3 | {"includerule":[{"includetimepoint":"includealways"}],"includerule(text)":" {{This Rule applies Always}}","reflexrule":[{"reflexruletype":"available","timepoint":"when","item":"lastparameterlisttype","paramlisttype":"Preparation","datasetstatusandlimit":"hasstatus","datasetstatus":"completed","durationtype":"immediately"}],"reflexrule(text)":" {{Make Available}} {{When}} {{All ParameterList of Type}} Preparation {{has Status}} {{Completed or Released if on Worksheet(all datasets)}} {{Immediately}}"} | FFM
BVL B 82.02-11_2008-10_XMN | 1 | 3 | CrVI without ageing_UVVIS_0.008mgl_XMN | 1 | R |  | Yes | Y | 1 | WorkArea | XMN-PS-LAB-CH-INO |  | 3 | {"includerule":[{"includetimepoint":"includealways"}],"includerule(text)":" {{This Rule applies Always}}","reflexrule":[{"reflexruletype":"available","timepoint":"when","item":"lastparameterlisttype","paramlisttype":"Preparation","datasetstatusandlimit":"hasstatus","datasetstatus":"completed","durationtype":"immediately"}],"reflexrule(text)":" {{Make Available}} {{When}} {{All ParameterList of Type}} Preparation {{has Status}} {{Completed or Released if on Worksheet(all datasets)}} {{Immediately}}"} | FFM
BVL B 82.02-11 UV_2008-10_XMN | 1 | 3 | CrVI-UV ageing-B02_UVVIS_0.008mgl_XMN | 1 | R |  | Yes | Y | 1 | WorkArea | XMN-PS-LAB-CH-INO |  | 3 | {"includerule":[{"includetimepoint":"includealways"}],"includerule(text)":" {{This Rule applies Always}}","reflexrule":[{"reflexruletype":"available","timepoint":"when","item":"lastparameterlisttype","paramlisttype":"Preparation","datasetstatusandlimit":"hasstatus","datasetstatus":"completed","durationtype":"immediately"}],"reflexrule(text)":" {{Make Available}} {{When}} {{All ParameterList of Type}} Preparation {{has Status}} {{Completed or Released if on Worksheet(all datasets)}} {{Immediately}}"} | FFM
BVL B 82.02-11 80°C_2008-10_XMN | 1 | 3 | Chromium VI -Ageing_UVVIS_0.008mgl_XMN | 1 | R |  | Yes | Y | 1 | WorkArea | XMN-PS-LAB-CH-INO |  | 3 | {"includerule":[{"includetimepoint":"includealways"}],"includerule(text)":" {{This Rule applies Always}}","reflexrule":[{"reflexruletype":"available","timepoint":"when","item":"lastparameterlisttype","paramlisttype":"Preparation","datasetstatusandlimit":"hasstatus","datasetstatus":"completed","durationtype":"immediately"}],"reflexrule(text)":" {{Make Available}} {{When}} {{All ParameterList of Type}} Preparation {{has Status}} {{Completed or Released if on Worksheet(all datasets)}} {{Immediately}}"} | FFM
BVL B 82.02-11 IC_2008-10_XMN | 1 | 3 | CrVI w/o ageing_HPLC-PCR-DAD_0.02mgl_XMN | 1 | R |  | Yes | Y | 1 | WorkArea | XMN-PS-LAB-CH-INO |  | 3 | {"includerule":[{"includetimepoint":"includealways"}],"includerule(text)":" {{This Rule applies Always}}","reflexrule":[{"reflexruletype":"available","timepoint":"when","item":"lastparameterlisttype","paramlisttype":"Preparation","datasetstatusandlimit":"hasstatus","datasetstatus":"completed","durationtype":"immediately"}],"reflexrule(text)":" {{Make Available}} {{When}} {{All ParameterList of Type}} Preparation {{has Status}} {{Completed or Released if on Worksheet(all datasets)}} {{Immediately}}"} | FFM
BVL B 82.02-11 80°C IC_2008-10_XMN | 1 | 3 | CrVI -Ageing_HPLC-PCR-DAD_0.02mgl_XMN | 1 | R |  | Yes | Y | 1 | WorkArea | XMN-PS-LAB-CH-INO |  | 3 | {"includerule":[{"includetimepoint":"includealways"}],"includerule(text)":" {{This Rule applies Always}}","reflexrule":[{"reflexruletype":"available","timepoint":"when","item":"lastparameterlisttype","paramlisttype":"Preparation","datasetstatusandlimit":"hasstatus","datasetstatus":"completed","durationtype":"immediately"}],"reflexrule(text)":" {{Make Available}} {{When}} {{All ParameterList of Type}} Preparation {{has Status}} {{Completed or Released if on Worksheet(all datasets)}} {{Immediately}}"} | FFM
BVL B 82.02-11 UV IC_2008-10_XMN | 1 | 3 | CrVI-UVag-HPLC-PCR-DAD_0.02mgl_XMN | 1 | R |  | Yes | Y | 1 | WorkArea | XMN-PS-LAB-CH-INO |  | 3 | {"includerule":[{"includetimepoint":"includealways"}],"includerule(text)":" {{This Rule applies Always}}","reflexrule":[{"reflexruletype":"available","timepoint":"when","item":"lastparameterlisttype","paramlisttype":"Preparation","datasetstatusandlimit":"hasstatus","datasetstatus":"completed","durationtype":"immediately"}],"reflexrule(text)":" {{Make Available}} {{When}} {{All ParameterList of Type}} Preparation {{has Status}} {{Completed or Released if on Worksheet(all datasets)}} {{Immediately}}"} | FFM
GTP Chem CPS 25100_2016-07_XMN | 1 | 3 | 2-MBT_LC-DAD_0.5mgl_XMN | 1 | R |  | Yes | Y | 1 | WorkArea | XMN-PS-LAB-CH-ORG |  | 3 | {"includerule":[{"includetimepoint":"includealways"}],"includerule(text)":" {{This Rule applies Always}}","reflexrule":[{"reflexruletype":"available","timepoint":"when","item":"lastparameterlisttype","paramlisttype":"Preparation","datasetstatusandlimit":"hasstatus","datasetstatus":"completed","durationtype":"immediately"}],"reflexrule(text)":" {{Make Available}} {{When}} {{All ParameterList of Type}} Preparation {{has Status}} {{Completed or Released if on Worksheet(all datasets)}} {{Immediately}}"} | FFM
DIN EN ISO 6401_2008-12_XMN | 1 | 3 | Total Vinyl Chloride_GC-MS_0.01mgl_XMN | 1 | R |  | Yes | Y | 1 | WorkArea | XMN-PS-LAB-CH-ORG |  | 3 | {"includerule":[{"includetimepoint":"includealways"}],"includerule(text)":" {{This Rule applies Always}}","reflexrule":[{"reflexruletype":"available","timepoint":"when","item":"lastparameterlisttype","paramlisttype":"Preparation","datasetstatusandlimit":"hasstatus","datasetstatus":"completed","durationtype":"immediately"}],"reflexrule(text)":" {{Make Available}} {{When}} {{All ParameterList of Type}} Preparation {{has Status}} {{Completed or Released if on Worksheet(all datasets)}} {{Immediately}}"} | FFM
DIN EN ISO 19070_2016-07_XMN | 1 | 3 | NMP leather_GC-MS_1mgl_XMN | 1 | R |  | Yes | Y | 1 | WorkArea | XMN-PS-LAB-CH-ORG |  | 3 | {"includerule":[{"includetimepoint":"includealways"}],"includerule(text)":" {{This Rule applies Always}}","reflexrule":[{"reflexruletype":"available","timepoint":"when","item":"lastparameterlisttype","paramlisttype":"Preparation","datasetstatusandlimit":"hasstatus","datasetstatus":"completed","durationtype":"immediately"}],"reflexrule(text)":" {{Make Available}} {{When}} {{All ParameterList of Type}} Preparation {{has Status}} {{Completed or Released if on Worksheet(all datasets)}} {{Immediately}}"} | FFM
CPSC-CH-E1003-09.1_2011_XMN | 1 | 3 | Total lead -Paint_ICP-OES_0.04mgl_XMN | 1 | R |  | Yes | Y | 1 | WorkArea | XMN-PS-LAB-CH-INO |  | 3 | {"includerule":[{"includetimepoint":"includealways"}],"includerule(text)":" {{This Rule applies Always}}","reflexrule":[{"reflexruletype":"available","timepoint":"when","item":"lastparameterlisttype","paramlisttype":"Preparation","datasetstatusandlimit":"hasstatus","datasetstatus":"completed","durationtype":"immediately"}],"reflexrule(text)":" {{Make Available}} {{When}} {{All ParameterList of Type}} Preparation {{has Status}} {{Completed or Released if on Worksheet(all datasets)}} {{Immediately}}"} | FFM
CPSC-CH-E1002-08.3_2012_XMN | 1 | 3 | Total Lead-Non metal_ICP-OES_0.04mgl_XMN | 1 | R |  | Yes | Y | 1 | WorkArea | XMN-PS-LAB-CH-INO |  | 3 | {"includerule":[{"includetimepoint":"includealways"}],"includerule(text)":" {{This Rule applies Always}}","reflexrule":[{"reflexruletype":"available","timepoint":"when","item":"lastparameterlisttype","paramlisttype":"Preparation","datasetstatusandlimit":"hasstatus","datasetstatus":"completed","durationtype":"immediately"}],"reflexrule(text)":" {{Make Available}} {{When}} {{All ParameterList of Type}} Preparation {{has Status}} {{Completed or Released if on Worksheet(all datasets)}} {{Immediately}}"} | FFM
CPSC-CH-E1001-08.3_2012_XMN | 1 | 3 | Total Pb+Cd - Metals_ICP-OES_0.04mgl_XMN | 1 | R |  | Yes | Y | 1 | WorkArea | XMN-PS-LAB-CH-INO |  | 3 | {"includerule":[{"includetimepoint":"includealways"}],"includerule(text)":" {{This Rule applies Always}}","reflexrule":[{"reflexruletype":"available","timepoint":"when","item":"lastparameterlisttype","paramlisttype":"Preparation","datasetstatusandlimit":"hasstatus","datasetstatus":"completed","durationtype":"immediately"}],"reflexrule(text)":" {{Make Available}} {{When}} {{All ParameterList of Type}} Preparation {{has Status}} {{Completed or Released if on Worksheet(all datasets)}} {{Immediately}}"} | FFM
DIN EN ISO 17881-1_2016-09_XMN | 1 | 3 | Flame Retardants_GC-MS_0.25mgl_XMN | 1 | R |  | Yes | Y | 1 | WorkArea | XMN-PS-LAB-CH-ORG |  | 3 | {"includerule":[{"includetimepoint":"includealways"}],"includerule(text)":" {{This Rule applies Always}}","reflexrule":[{"reflexruletype":"available","timepoint":"when","item":"lastparameterlisttype","paramlisttype":"Preparation","datasetstatusandlimit":"hasstatus","datasetstatus":"completed","durationtype":"immediately"}],"reflexrule(text)":" {{Make Available}} {{When}} {{All ParameterList of Type}} Preparation {{has Status}} {{Completed or Released if on Worksheet(all datasets)}} {{Immediately}}"} | FFM
DIN EN ISO 17881-2_2016-09_XMN | 1 | 3 | Flame Retardants_LC-MS_0.5mgl_XMN | 1 | R |  | Yes | Y | 1 | WorkArea | XMN-PS-LAB-CH-ORG |  | 3 | {"includerule":[{"includetimepoint":"includealways"}],"includerule(text)":" {{This Rule applies Always}}","reflexrule":[{"reflexruletype":"available","timepoint":"when","item":"lastparameterlisttype","paramlisttype":"Preparation","datasetstatusandlimit":"hasstatus","datasetstatus":"completed","durationtype":"immediately"}],"reflexrule(text)":" {{Make Available}} {{When}} {{All ParameterList of Type}} Preparation {{has Status}} {{Completed or Released if on Worksheet(all datasets)}} {{Immediately}}"} | FFM
EN ISO 21084_2019-02_XMN | 1 | 3 | Phenols - Others_GC-MS_0.5mgl_XMN | 1 | R |  | Yes | Y | 1 | WorkArea | XMN-PS-LAB-CH-ORG |  | 3 | {"includerule":[{"includetimepoint":"includealways"}],"includerule(text)":" {{This Rule applies Always}}","reflexrule":[{"reflexruletype":"available","timepoint":"when","item":"lastparameterlisttype","paramlisttype":"Preparation","datasetstatusandlimit":"hasstatus","datasetstatus":"completed","durationtype":"immediately"}],"reflexrule(text)":" {{Make Available}} {{When}} {{All ParameterList of Type}} Preparation {{has Status}} {{Completed or Released if on Worksheet(all datasets)}} {{Immediately}}"} | FFM
GTP_Chem_CPS_25120D_2019_XMN | 1 | 3 | Total Bisphenol A_ LC-MSMS_10µgl_XMN | 1 | R |  | Yes | Y | 1 | WorkArea | XMN-PS-LAB-CH-ORG |  | 3 | {"includerule":[{"includetimepoint":"includealways"}],"includerule(text)":" {{This Rule applies Always}}","reflexrule":[{"reflexruletype":"available","timepoint":"when","item":"lastparameterlisttype","paramlisttype":"Preparation","datasetstatusandlimit":"hasstatus","datasetstatus":"completed","durationtype":"immediately"}],"reflexrule(text)":" {{Make Available}} {{When}} {{All ParameterList of Type}} Preparation {{has Status}} {{Completed or Released if on Worksheet(all datasets)}} {{Immediately}}"} | SA
GTP_Chem_CPS_25120D_2019_XMN | 1 | 3 | Toys-Bisphenol A_LC-MSMS_10µgl_XMN | 1 | R |  | Yes | Y | 1 | WorkArea | XMN-PS-LAB-CH-ORG |  | 3 | {"includerule":[{"includetimepoint":"includealways"}],"includerule(text)":" {{This Rule applies Always}}","reflexrule":[{"reflexruletype":"available","timepoint":"when","item":"lastparameterlisttype","paramlisttype":"Preparation","datasetstatusandlimit":"hasstatus","datasetstatus":"completed","durationtype":"immediately"}],"reflexrule(text)":" {{Make Available}} {{When}} {{All ParameterList of Type}} Preparation {{has Status}} {{Completed or Released if on Worksheet(all datasets)}} {{Immediately}}"} | SA
DIN EN ISO 23702-1_2019-02_XMN | 1 | 6 | PFOA_PFOS_LC-MSMS_0.5µgl_XMN | 1 | R |  | Yes | Y | 1 | WorkArea | XMN-PS-LAB-CH-ORG |  | 6 | {"includerule":[{"includetimepoint":"includealways"}],"includerule(text)":" {{This Rule applies Always}}","reflexrule":[{"reflexruletype":"available","timepoint":"when","item":"lastparameterlisttype","paramlisttype":"Preparation","datasetstatusandlimit":"hasstatus","datasetstatus":"completed","durationtype":"immediately"}],"reflexrule(text)":" {{Make Available}} {{When}} {{All ParameterList of Type}} Preparation {{has Status}} {{Completed or Released if on Worksheet(all datasets)}} {{Immediately}}"} | FFM
DIN CEN/TS 15968_2010-11_XMN | 1 | 6 | PFOA_PFOS_LC-MSMS_0.5µgl_XMN | 1 | R |  | Yes | Y | 1 | WorkArea | XMN-PS-LAB-CH-ORG |  | 6 | {"includerule":[{"includetimepoint":"includealways"}],"includerule(text)":" {{This Rule applies Always}}","reflexrule":[{"reflexruletype":"available","timepoint":"when","item":"lastparameterlisttype","paramlisttype":"Preparation","datasetstatusandlimit":"hasstatus","datasetstatus":"completed","durationtype":"immediately"}],"reflexrule(text)":" {{Make Available}} {{When}} {{All ParameterList of Type}} Preparation {{has Status}} {{Completed or Released if on Worksheet(all datasets)}} {{Immediately}}"} | FFM
GTP Chem CPS 25171_90 °C_2016-07_XMN | 1 | 2 | VOC >15_GC-MS_1µg_XMN | 1 | R |  | Yes | Y | 1 | WorkArea | XMN-PS-LAB-CH-ORG |  | 2 | {"includerule":[{"includetimepoint":"includealways"}],"includerule(text)":" {{This Rule applies Always}}","reflexrule":[{"reflexruletype":"available","timepoint":"when","item":"lastparameterlisttype","paramlisttype":"Preparation","datasetstatusandlimit":"hasstatus","datasetstatus":"completed","durationtype":"immediately"}],"reflexrule(text)":" {{Make Available}} {{When}} {{All ParameterList of Type}} Preparation {{has Status}} {{Completed or Released if on Worksheet(all datasets)}} {{Immediately}}"} | FFM
GTP Chem CPS 25171_120 °C_2016-07_XMN | 1 | 2 | VOC upto 15_GC-MS_1µg_XMN | 1 | R |  | Yes | Y | 1 | WorkArea | XMN-PS-LAB-CH-ORG |  | 2 | {"includerule":[{"includetimepoint":"includealways"}],"includerule(text)":" {{This Rule applies Always}}","reflexrule":[{"reflexruletype":"available","timepoint":"when","item":"lastparameterlisttype","paramlisttype":"Preparation","datasetstatusandlimit":"hasstatus","datasetstatus":"completed","durationtype":"immediately"}],"reflexrule(text)":" {{Make Available}} {{When}} {{All ParameterList of Type}} Preparation {{has Status}} {{Completed or Released if on Worksheet(all datasets)}} {{Immediately}}"} | FFM
DIN EN ISO 23702-1_2019-02_XMN | 1 | 4 | PFOA_PFOS_GC-MS_10µgl_XMN | 1 | R |  | Yes | Y | 1 | WorkArea | XMN-PS-LAB-CH-ORG |  | 4 | {"includerule":[{"includetimepoint":"includealways"}],"includerule(text)":" {{This Rule applies Always}}","reflexrule":[{"reflexruletype":"available","timepoint":"when","item":"lastparameterlisttype","paramlisttype":"Preparation","datasetstatusandlimit":"hasstatus","datasetstatus":"completed","durationtype":"immediately"}],"reflexrule(text)":" {{Make Available}} {{When}} {{All ParameterList of Type}} Preparation {{has Status}} {{Completed or Released if on Worksheet(all datasets)}} {{Immediately}}"} | FFM
DIN CEN/TS 15968_2010-11_XMN | 1 | 4 | PFOA_PFOS_GC-MS_10µgl_XMN | 1 | R |  | Yes | Y | 1 | WorkArea | XMN-PS-LAB-CH-ORG |  | 4 | {"includerule":[{"includetimepoint":"includealways"}],"includerule(text)":" {{This Rule applies Always}}","reflexrule":[{"reflexruletype":"available","timepoint":"when","item":"lastparameterlisttype","paramlisttype":"Preparation","datasetstatusandlimit":"hasstatus","datasetstatus":"completed","durationtype":"immediately"}],"reflexrule(text)":" {{Make Available}} {{When}} {{All ParameterList of Type}} Preparation {{has Status}} {{Completed or Released if on Worksheet(all datasets)}} {{Immediately}}"} | FFM
GTP Chem CPS 25171_90 °C_2016-07_XMN | 1 | 3 | VOC >15_GC-MS_1mgkg | 1 | F |  | Yes | Y | 1 | WorkArea | XMN-PS-LAB-CH-ORG |  | 3 | {"includerule":[{"includetimepoint":"includealways"}],"includerule(text)":" {{This Rule applies Always}}","reflexrule":[{"reflexruletype":"available","timepoint":"when","item":"lastparameterlisttype","paramlisttype":"Preparation","datasetstatusandlimit":"hasstatus","datasetstatus":"completed","durationtype":"immediately"}],"reflexrule(text)":" {{Make Available}} {{When}} {{All ParameterList of Type}} Preparation {{has Status}} {{Completed or Released if on Worksheet(all datasets)}} {{Immediately}}"} | FFM
GTP Chem CPS 25171_120 °C_2016-07_XMN | 1 | 3 | VOC upto 15_GC-MS_1mgkg | 1 | F |  | Yes | Y | 1 | WorkArea | XMN-PS-LAB-CH-ORG |  | 3 | {"includerule":[{"includetimepoint":"includealways"}],"includerule(text)":" {{This Rule applies Always}}","reflexrule":[{"reflexruletype":"available","timepoint":"when","item":"lastparameterlisttype","paramlisttype":"Preparation","datasetstatusandlimit":"hasstatus","datasetstatus":"completed","durationtype":"immediately"}],"reflexrule(text)":" {{Make Available}} {{When}} {{All ParameterList of Type}} Preparation {{has Status}} {{Completed or Released if on Worksheet(all datasets)}} {{Immediately}}"} | FFM
DIN EN ISO 23702-1_2019-02_XMN | 1 | 5 | PFOA_PFOS_GC-CI-MS_0.5µgm² | 1 | F |  | Yes | Y | 1 | WorkArea | XMN-PS-LAB-CH-ORG |  | 5 | {"includerule":[{"includetimepoint":"includealways"}],"includerule(text)":" {{This Rule applies Always}}","reflexrule":[{"reflexruletype":"available","timepoint":"when","item":"lastparameterlisttype","paramlisttype":"Preparation","datasetstatusandlimit":"hasstatus","datasetstatus":"completed","durationtype":"immediately"}],"reflexrule(text)":" {{Make Available}} {{When}} {{All ParameterList of Type}} Preparation {{has Status}} {{Completed or Released if on Worksheet(all datasets)}} {{Immediately}}"} | FFM
DIN EN ISO 23702-1_2019-02_XMN | 1 | 7 | PFOA_PFOS_LC-MSMS_0.5µgm² | 1 | F |  | Yes | Y | 1 | WorkArea | XMN-PS-LAB-CH-ORG |  | 7 | {"includerule":[{"includetimepoint":"includealways"}],"includerule(text)":" {{This Rule applies Always}}","reflexrule":[{"reflexruletype":"available","timepoint":"when","item":"lastparameterlisttype","paramlisttype":"Preparation","datasetstatusandlimit":"hasstatus","datasetstatus":"completed","durationtype":"immediately"}],"reflexrule(text)":" {{Make Available}} {{When}} {{All ParameterList of Type}} Preparation {{has Status}} {{Completed or Released if on Worksheet(all datasets)}} {{Immediately}}"} | FFM
DIN CEN/TS 15968_2010-11_XMN | 1 | 5 | PFOA_PFOS_GC-CI-MS_0.5µgm² | 1 | F |  | Yes | Y | 1 | WorkArea | XMN-PS-LAB-CH-ORG |  | 5 | {"includerule":[{"includetimepoint":"includealways"}],"includerule(text)":" {{This Rule applies Always}}","reflexrule":[{"reflexruletype":"available","timepoint":"when","item":"lastparameterlisttype","paramlisttype":"Preparation","datasetstatusandlimit":"hasstatus","datasetstatus":"completed","durationtype":"immediately"}],"reflexrule(text)":" {{Make Available}} {{When}} {{All ParameterList of Type}} Preparation {{has Status}} {{Completed or Released if on Worksheet(all datasets)}} {{Immediately}}"} | FFM
DIN CEN/TS 15968_2010-11_XMN | 1 | 7 | PFOA_PFOS_LC-MSMS_0.5µgm² | 1 | F |  | Yes | Y | 1 | WorkArea | XMN-PS-LAB-CH-ORG |  | 7 | {"includerule":[{"includetimepoint":"includealways"}],"includerule(text)":" {{This Rule applies Always}}","reflexrule":[{"reflexruletype":"available","timepoint":"when","item":"lastparameterlisttype","paramlisttype":"Preparation","datasetstatusandlimit":"hasstatus","datasetstatus":"completed","durationtype":"immediately"}],"reflexrule(text)":" {{Make Available}} {{When}} {{All ParameterList of Type}} Preparation {{has Status}} {{Completed or Released if on Worksheet(all datasets)}} {{Immediately}}"} | FFM
DIN EN 16711-1_2016-02_XMN | 1 | 4 | Total HM-digest-Txt_ICP-MS_5mgkg | 1 | F |  | Yes | Y | 1 | WorkArea | XMN-PS-LAB-CH-INO |  | 4 | {"includerule":[{"includetimepoint":"includealways"}],"includerule(text)":" {{This Rule applies Always}}","reflexrule":[{"reflexruletype":"available","timepoint":"when","item":"lastparameterlisttype","paramlisttype":"Preparation","datasetstatusandlimit":"hasstatus","datasetstatus":"completed","durationtype":"immediately"}],"reflexrule(text)":" {{Make Available}} {{When}} {{All ParameterList of Type}} Preparation {{has Status}} {{Completed or Released if on Worksheet(all datasets)}} {{Immediately}}"} | FFM
DIN EN ISO 14362-1_2017-05syn_w/oNaD_XMN | 1 | 4 | Azo Dyes_LC-MSMS_5mgkg | 1 | F |  | Yes | Y | 1 | WorkArea | XMN-PS-LAB-CH-ORG |  | 4 | {"includerule":[{"includetimepoint":"includealways"}],"includerule(text)":" {{This Rule applies Always}}","reflexrule":[{"reflexruletype":"available","timepoint":"when","item":"lastparameterlisttype","paramlisttype":"Preparation","datasetstatusandlimit":"hasstatus","datasetstatus":"completed","durationtype":"immediately"}],"reflexrule(text)":" {{Make Available}} {{When}} {{All ParameterList of Type}} Preparation {{has Status}} {{Completed or Released if on Worksheet(all datasets)}} {{Immediately}}"} | FFM
DIN EN ISO 14362-1_2017-05nat_w/oNaD_XMN | 1 | 4 | Azo Dyes_LC-MSMS_5mgkg | 1 | F |  | Yes | Y | 1 | WorkArea | XMN-PS-LAB-CH-ORG |  | 4 | {"includerule":[{"includetimepoint":"includealways"}],"includerule(text)":" {{This Rule applies Always}}","reflexrule":[{"reflexruletype":"available","timepoint":"when","item":"lastparameterlisttype","paramlisttype":"Preparation","datasetstatusandlimit":"hasstatus","datasetstatus":"completed","durationtype":"immediately"}],"reflexrule(text)":" {{Make Available}} {{When}} {{All ParameterList of Type}} Preparation {{has Status}} {{Completed or Released if on Worksheet(all datasets)}} {{Immediately}}"} | FFM
DIN EN ISO 14362-1_2017-05_syn_XMN | 1 | 4 | Azo Dyes_LC-MSMS_5mgkg | 1 | F |  | Yes | Y | 1 | WorkArea | XMN-PS-LAB-CH-ORG |  | 4 | {"includerule":[{"includetimepoint":"includealways"}],"includerule(text)":" {{This Rule applies Always}}","reflexrule":[{"reflexruletype":"available","timepoint":"when","item":"lastparameterlisttype","paramlisttype":"Preparation","datasetstatusandlimit":"hasstatus","datasetstatus":"completed","durationtype":"immediately"}],"reflexrule(text)":" {{Make Available}} {{When}} {{All ParameterList of Type}} Preparation {{has Status}} {{Completed or Released if on Worksheet(all datasets)}} {{Immediately}}"} | FFM
DIN EN ISO 14362-1_2017-05_nat_XMN | 1 | 4 | Azo Dyes_LC-MSMS_5mgkg | 1 | F |  | Yes | Y | 1 | WorkArea | XMN-PS-LAB-CH-ORG |  | 4 | {"includerule":[{"includetimepoint":"includealways"}],"includerule(text)":" {{This Rule applies Always}}","reflexrule":[{"reflexruletype":"available","timepoint":"when","item":"lastparameterlisttype","paramlisttype":"Preparation","datasetstatusandlimit":"hasstatus","datasetstatus":"completed","durationtype":"immediately"}],"reflexrule(text)":" {{Make Available}} {{When}} {{All ParameterList of Type}} Preparation {{has Status}} {{Completed or Released if on Worksheet(all datasets)}} {{Immediately}}"} | FFM
DIN EN ISO 14362-3_2017-05_syn_XMN | 1 | 4 | 4-AAB_LC-MSMS_5mgkg | 1 | F |  | Yes | Y | 1 | WorkArea | XMN-PS-LAB-CH-ORG |  | 4 | {"includerule":[{"includetimepoint":"includealways"}],"includerule(text)":" {{This Rule applies Always}}","reflexrule":[{"reflexruletype":"available","timepoint":"when","item":"lastparameterlisttype","paramlisttype":"Preparation","datasetstatusandlimit":"hasstatus","datasetstatus":"completed","durationtype":"immediately"}],"reflexrule(text)":" {{Make Available}} {{When}} {{All ParameterList of Type}} Preparation {{has Status}} {{Completed or Released if on Worksheet(all datasets)}} {{Immediately}}"} | FFM
DIN EN ISO 14362-3_2017-05_nat_XMN | 1 | 4 | 4-AAB_LC-MSMS_5mgkg | 1 | F |  | Yes | Y | 1 | WorkArea | XMN-PS-LAB-CH-ORG |  | 4 | {"includerule":[{"includetimepoint":"includealways"}],"includerule(text)":" {{This Rule applies Always}}","reflexrule":[{"reflexruletype":"available","timepoint":"when","item":"lastparameterlisttype","paramlisttype":"Preparation","datasetstatusandlimit":"hasstatus","datasetstatus":"completed","durationtype":"immediately"}],"reflexrule(text)":" {{Make Available}} {{When}} {{All ParameterList of Type}} Preparation {{has Status}} {{Completed or Released if on Worksheet(all datasets)}} {{Immediately}}"} | FFM
DIN EN ISO 17234-1_2020-12_XMN | 1 | 4 | Azo Dyes_LC-MSMS_5mgkg | 1 | F |  | Yes | Y | 1 | WorkArea | XMN-PS-LAB-CH-ORG |  | 4 | {"includerule":[{"includetimepoint":"includealways"}],"includerule(text)":" {{This Rule applies Always}}","reflexrule":[{"reflexruletype":"available","timepoint":"when","item":"lastparameterlisttype","paramlisttype":"Preparation","datasetstatusandlimit":"hasstatus","datasetstatus":"completed","durationtype":"immediately"}],"reflexrule(text)":" {{Make Available}} {{When}} {{All ParameterList of Type}} Preparation {{has Status}} {{Completed or Released if on Worksheet(all datasets)}} {{Immediately}}"} | FFM
DIN EN ISO 17234-2_2011-06_XMN | 1 | 4 | 4-AAB_LC-MSMS_5mgkg | 1 | F |  | Yes | Y | 1 | WorkArea | XMN-PS-LAB-CH-ORG |  | 4 | {"includerule":[{"includetimepoint":"includealways"}],"includerule(text)":" {{This Rule applies Always}}","reflexrule":[{"reflexruletype":"available","timepoint":"when","item":"lastparameterlisttype","paramlisttype":"Preparation","datasetstatusandlimit":"hasstatus","datasetstatus":"completed","durationtype":"immediately"}],"reflexrule(text)":" {{Make Available}} {{When}} {{All ParameterList of Type}} Preparation {{has Status}} {{Completed or Released if on Worksheet(all datasets)}} {{Immediately}}"} | FFM
DIN EN 717-3_1996-05_XMN | 1 | 4 | HCHO Release-Wood_UV-VIS_10mgkg | 1 | F |  | Yes | Y | 1 | WorkArea | XMN-PS-LAB-CH-INO |  | 4 | {"includerule":[{"includetimepoint":"includealways"}],"includerule(text)":" {{This Rule applies Always}}","reflexrule":[{"reflexruletype":"available","timepoint":"when","item":"lastparameterlisttype","paramlisttype":"Preparation","datasetstatusandlimit":"hasstatus","datasetstatus":"completed","durationtype":"immediately"}],"reflexrule(text)":" {{Make Available}} {{When}} {{All ParameterList of Type}} Preparation {{has Status}} {{Completed or Released if on Worksheet(all datasets)}} {{Immediately}}"} | FFM
DIN EN ISO 17226-1_2019-04_XMN | 1 | 4 | HCHO Content-Leather_LC-DAD_5mgkg | 1 | F |  | Yes | Y | 1 | WorkArea | XMN-PS-LAB-CH-ORG |  | 4 | {"includerule":[{"includetimepoint":"includealways"}],"includerule(text)":" {{This Rule applies Always}}","reflexrule":[{"reflexruletype":"available","timepoint":"when","item":"lastparameterlisttype","paramlisttype":"Preparation","datasetstatusandlimit":"hasstatus","datasetstatus":"completed","durationtype":"immediately"}],"reflexrule(text)":" {{Make Available}} {{When}} {{All ParameterList of Type}} Preparation {{has Status}} {{Completed or Released if on Worksheet(all datasets)}} {{Immediately}}"} | FFM
DIN EN ISO 13365-1_2020-12_XMN | 1 | 4 | Preserving Agents_LC-DAD_10mgkg | 1 | F |  | Yes | Y | 1 | WorkArea | XMN-PS-LAB-CH-ORG |  | 4 | {"includerule":[{"includetimepoint":"includealways"}],"includerule(text)":" {{This Rule applies Always}}","reflexrule":[{"reflexruletype":"available","timepoint":"when","item":"lastparameterlisttype","paramlisttype":"Preparation","datasetstatusandlimit":"hasstatus","datasetstatus":"completed","durationtype":"immediately"}],"reflexrule(text)":" {{Make Available}} {{When}} {{All ParameterList of Type}} Preparation {{has Status}} {{Completed or Released if on Worksheet(all datasets)}} {{Immediately}}"} | FFM
DIN EN ISO 18254-1_2016-09_XMN | 1 | 4 | APEOs_LC-MSMS_10mgkg | 1 | F |  | Yes | Y | 1 | WorkArea | XMN-PS-LAB-CH-ORG |  | 4 | {"includerule":[{"includetimepoint":"includealways"}],"includerule(text)":" {{This Rule applies Always}}","reflexrule":[{"reflexruletype":"available","timepoint":"when","item":"lastparameterlisttype","paramlisttype":"Preparation","datasetstatusandlimit":"hasstatus","datasetstatus":"completed","durationtype":"immediately"}],"reflexrule(text)":" {{Make Available}} {{When}} {{All ParameterList of Type}} Preparation {{has Status}} {{Completed or Released if on Worksheet(all datasets)}} {{Immediately}}"} | FFM
DIN EN ISO 18218-1_2015-11_XMN | 1 | 4 | APEOs_LC-MSMS_10mgkg | 1 | F |  | Yes | Y | 1 | WorkArea | XMN-PS-LAB-CH-ORG |  | 4 | {"includerule":[{"includetimepoint":"includealways"}],"includerule(text)":" {{This Rule applies Always}}","reflexrule":[{"reflexruletype":"available","timepoint":"when","item":"lastparameterlisttype","paramlisttype":"Preparation","datasetstatusandlimit":"hasstatus","datasetstatus":"completed","durationtype":"immediately"}],"reflexrule(text)":" {{Make Available}} {{When}} {{All ParameterList of Type}} Preparation {{has Status}} {{Completed or Released if on Worksheet(all datasets)}} {{Immediately}}"} | FFM
DIN 54231_2005-11_XMN | 1 | 4 | Allegen+Carcino dyes_LC-MSMS_7.5mgkg | 1 | F |  | Yes | Y | 1 | WorkArea | XMN-PS-LAB-CH-ORG |  | 4 | {"includerule":[{"includetimepoint":"includealways"}],"includerule(text)":" {{This Rule applies Always}}","reflexrule":[{"reflexruletype":"available","timepoint":"when","item":"lastparameterlisttype","paramlisttype":"Preparation","datasetstatusandlimit":"hasstatus","datasetstatus":"completed","durationtype":"immediately"}],"reflexrule(text)":" {{Make Available}} {{When}} {{All ParameterList of Type}} Preparation {{has Status}} {{Completed or Released if on Worksheet(all datasets)}} {{Immediately}}"} | FFM
DIN CEN ISO/TS 16179_2012-12_XMN | 1 | 4 | OTC > 6_GC-MS_0.025mgkg | 1 | F |  | Yes | Y | 1 | WorkArea | XMN-PS-LAB-CH-ORG |  | 4 | {"includerule":[{"includetimepoint":"includealways"}],"includerule(text)":" {{This Rule applies Always}}","reflexrule":[{"reflexruletype":"available","timepoint":"when","item":"lastparameterlisttype","paramlisttype":"Preparation","datasetstatusandlimit":"hasstatus","datasetstatus":"completed","durationtype":"immediately"}],"reflexrule(text)":" {{Make Available}} {{When}} {{All ParameterList of Type}} Preparation {{has Status}} {{Completed or Released if on Worksheet(all datasets)}} {{Immediately}}"} | FFM
DIN CEN ISO/TS 16181_2011-10_XMN | 1 | 4 | Phthalates>7_GC-MS_100mgkg | 1 | F |  | Yes | Y | 1 | WorkArea | XMN-PS-LAB-CH-ORG |  | 4 | {"includerule":[{"includetimepoint":"includealways"}],"includerule(text)":" {{This Rule applies Always}}","reflexrule":[{"reflexruletype":"available","timepoint":"when","item":"lastparameterlisttype","paramlisttype":"Preparation","datasetstatusandlimit":"hasstatus","datasetstatus":"completed","durationtype":"immediately"}],"reflexrule(text)":" {{Make Available}} {{When}} {{All ParameterList of Type}} Preparation {{has Status}} {{Completed or Released if on Worksheet(all datasets)}} {{Immediately}}"} | FFM
AfPS GS 2019:01 PAK_2019-05_XMN | 1 | 4 | Sum of PAHs_GC-MS_0.2mgkg | 1 | F |  | Yes | Y | 1 | WorkArea | XMN-PS-LAB-CH-ORG |  | 4 | {"includerule":[{"includetimepoint":"includealways"}],"includerule(text)":" {{This Rule applies Always}}","reflexrule":[{"reflexruletype":"available","timepoint":"when","item":"lastparameterlisttype","paramlisttype":"Preparation","datasetstatusandlimit":"hasstatus","datasetstatus":"completed","durationtype":"immediately"}],"reflexrule(text)":" {{Make Available}} {{When}} {{All ParameterList of Type}} Preparation {{has Status}} {{Completed or Released if on Worksheet(all datasets)}} {{Immediately}}"} | FFM
DIN EN ISO 14389_2014-10_XMN | 1 | 4 | Phthalates>7_GC-MS_100mgkg | 1 | F |  | Yes | Y | 1 | WorkArea | XMN-PS-LAB-CH-ORG |  | 4 | {"includerule":[{"includetimepoint":"includealways"}],"includerule(text)":" {{This Rule applies Always}}","reflexrule":[{"reflexruletype":"available","timepoint":"when","item":"lastparameterlisttype","paramlisttype":"Preparation","datasetstatusandlimit":"hasstatus","datasetstatus":"completed","durationtype":"immediately"}],"reflexrule(text)":" {{Make Available}} {{When}} {{All ParameterList of Type}} Preparation {{has Status}} {{Completed or Released if on Worksheet(all datasets)}} {{Immediately}}"} | FFM
DIN EN 17137_2019-02_XMN | 1 | 4 | COCs_GC-MS_0.1mgkg | 1 | F |  | Yes | Y | 1 | WorkArea | XMN-PS-LAB-CH-ORG |  | 4 | {"includerule":[{"includetimepoint":"includealways"}],"includerule(text)":" {{This Rule applies Always}}","reflexrule":[{"reflexruletype":"available","timepoint":"when","item":"lastparameterlisttype","paramlisttype":"Preparation","datasetstatusandlimit":"hasstatus","datasetstatus":"completed","durationtype":"immediately"}],"reflexrule(text)":" {{Make Available}} {{When}} {{All ParameterList of Type}} Preparation {{has Status}} {{Completed or Released if on Worksheet(all datasets)}} {{Immediately}}"} | FFM
DIN EN ISO 17070_2015-05_XMN | 1 | 4 | Chlorinated Phenols_GC-MS_0.05mgkg | 1 | F |  | Yes | Y | 1 | WorkArea | XMN-PS-LAB-CH-ORG |  | 4 | {"includerule":[{"includetimepoint":"includealways"}],"includerule(text)":" {{This Rule applies Always}}","reflexrule":[{"reflexruletype":"available","timepoint":"when","item":"lastparameterlisttype","paramlisttype":"Preparation","datasetstatusandlimit":"hasstatus","datasetstatus":"completed","durationtype":"immediately"}],"reflexrule(text)":" {{Make Available}} {{When}} {{All ParameterList of Type}} Preparation {{has Status}} {{Completed or Released if on Worksheet(all datasets)}} {{Immediately}}"} | FFM
DIN EN ISO 18219_2016-02_P_XMN | 1 | 4 | SCCP + MCCP_GC-CI-MS_100mgkg | 1 | F |  | Yes | Y | 1 | WorkArea | XMN-PS-LAB-CH-ORG |  | 4 | {"includerule":[{"includetimepoint":"includealways"}],"includerule(text)":" {{This Rule applies Always}}","reflexrule":[{"reflexruletype":"available","timepoint":"when","item":"lastparameterlisttype","paramlisttype":"Preparation","datasetstatusandlimit":"hasstatus","datasetstatus":"completed","durationtype":"immediately"}],"reflexrule(text)":" {{Make Available}} {{When}} {{All ParameterList of Type}} Preparation {{has Status}} {{Completed or Released if on Worksheet(all datasets)}} {{Immediately}}"} | FFM
DIN EN ISO 18219_2016-02_LTH_XMN | 1 | 4 | SCCP + MCCP_GC-CI-MS_100mgkg | 1 | F |  | Yes | Y | 1 | WorkArea | XMN-PS-LAB-CH-ORG |  | 4 | {"includerule":[{"includetimepoint":"includealways"}],"includerule(text)":" {{This Rule applies Always}}","reflexrule":[{"reflexruletype":"available","timepoint":"when","item":"lastparameterlisttype","paramlisttype":"Preparation","datasetstatusandlimit":"hasstatus","datasetstatus":"completed","durationtype":"immediately"}],"reflexrule(text)":" {{Make Available}} {{When}} {{All ParameterList of Type}} Preparation {{has Status}} {{Completed or Released if on Worksheet(all datasets)}} {{Immediately}}"} | FFM
DIN CEN ISO/TS 16186_2012-12_XMN | 1 | 4 | Dimethylfumarate_GC-MS_0.1mgkg | 1 | F |  | Yes | Y | 1 | WorkArea | XMN-PS-LAB-CH-ORG |  | 4 | {"includerule":[{"includetimepoint":"includealways"}],"includerule(text)":" {{This Rule applies Always}}","reflexrule":[{"reflexruletype":"available","timepoint":"when","item":"lastparameterlisttype","paramlisttype":"Preparation","datasetstatusandlimit":"hasstatus","datasetstatus":"completed","durationtype":"immediately"}],"reflexrule(text)":" {{Make Available}} {{When}} {{All ParameterList of Type}} Preparation {{has Status}} {{Completed or Released if on Worksheet(all datasets)}} {{Immediately}}"} | FFM
DIN CEN ISO/TS 16189_2013-12_XMN | 1 | 4 | Dimethylformamide_GC-MS_10mgkg | 1 | F |  | Yes | Y | 1 | WorkArea | XMN-PS-LAB-CH-ORG |  | 4 | {"includerule":[{"includetimepoint":"includealways"}],"includerule(text)":" {{This Rule applies Always}}","reflexrule":[{"reflexruletype":"available","timepoint":"when","item":"lastparameterlisttype","paramlisttype":"Preparation","datasetstatusandlimit":"hasstatus","datasetstatus":"completed","durationtype":"immediately"}],"reflexrule(text)":" {{Make Available}} {{When}} {{All ParameterList of Type}} Preparation {{has Status}} {{Completed or Released if on Worksheet(all datasets)}} {{Immediately}}"} | FFM
DIN EN ISO 17075-2 UV_2017-05_XMN | 1 | 4 | CrVI-UV ageing-ICPCR_IC-PCR-UVVIS_3mgkg | 1 | F |  | Yes | Y | 1 | WorkArea | XMN-PS-LAB-CH-INO |  | 4 | {"includerule":[{"includetimepoint":"includealways"}],"includerule(text)":" {{This Rule applies Always}}","reflexrule":[{"reflexruletype":"available","timepoint":"when","item":"lastparameterlisttype","paramlisttype":"Preparation","datasetstatusandlimit":"hasstatus","datasetstatus":"completed","durationtype":"immediately"}],"reflexrule(text)":" {{Make Available}} {{When}} {{All ParameterList of Type}} Preparation {{has Status}} {{Completed or Released if on Worksheet(all datasets)}} {{Immediately}}"} | FFM
DIN EN ISO 17075-2 80°C_2017-05_XMN | 1 | 4 | CrVI -Ageing_IC-PCR-UVVIS_3mgkg | 1 | F |  | Yes | Y | 1 | WorkArea | XMN-PS-LAB-CH-INO |  | 4 | {"includerule":[{"includetimepoint":"includealways"}],"includerule(text)":" {{This Rule applies Always}}","reflexrule":[{"reflexruletype":"available","timepoint":"when","item":"lastparameterlisttype","paramlisttype":"Preparation","datasetstatusandlimit":"hasstatus","datasetstatus":"completed","durationtype":"immediately"}],"reflexrule(text)":" {{Make Available}} {{When}} {{All ParameterList of Type}} Preparation {{has Status}} {{Completed or Released if on Worksheet(all datasets)}} {{Immediately}}"} | FFM
DIN EN ISO 17075-1 UV_2017-05_XMN | 1 | 4 | CrVI-UV ageing-B02_UVVIS_3mgkg | 1 | F |  | Yes | Y | 1 | WorkArea | XMN-PS-LAB-CH-INO |  | 4 | {"includerule":[{"includetimepoint":"includealways"}],"includerule(text)":" {{This Rule applies Always}}","reflexrule":[{"reflexruletype":"available","timepoint":"when","item":"lastparameterlisttype","paramlisttype":"Preparation","datasetstatusandlimit":"hasstatus","datasetstatus":"completed","durationtype":"immediately"}],"reflexrule(text)":" {{Make Available}} {{When}} {{All ParameterList of Type}} Preparation {{has Status}} {{Completed or Released if on Worksheet(all datasets)}} {{Immediately}}"} | FFM
DIN EN ISO 17075-1 80°C_2017-05_XMN | 1 | 4 | Chromium VI -Ageing_UVVIS_3mgkg | 1 | F |  | Yes | Y | 1 | WorkArea | XMN-PS-LAB-CH-INO |  | 4 | {"includerule":[{"includetimepoint":"includealways"}],"includerule(text)":" {{This Rule applies Always}}","reflexrule":[{"reflexruletype":"available","timepoint":"when","item":"lastparameterlisttype","paramlisttype":"Preparation","datasetstatusandlimit":"hasstatus","datasetstatus":"completed","durationtype":"immediately"}],"reflexrule(text)":" {{Make Available}} {{When}} {{All ParameterList of Type}} Preparation {{has Status}} {{Completed or Released if on Worksheet(all datasets)}} {{Immediately}}"} | FFM
DIN EN ISO 14184-1_2011-12_XMN | 1 | 4 | HCHO Content-Textile_UVVIS_16mgkg | 1 | F |  | Yes | Y | 1 | WorkArea | XMN-PS-LAB-CH-INO |  | 4 | {"includerule":[{"includetimepoint":"includealways"}],"includerule(text)":" {{This Rule applies Always}}","reflexrule":[{"reflexruletype":"available","timepoint":"when","item":"lastparameterlisttype","paramlisttype":"Preparation","datasetstatusandlimit":"hasstatus","datasetstatus":"completed","durationtype":"immediately"}],"reflexrule(text)":" {{Make Available}} {{When}} {{All ParameterList of Type}} Preparation {{has Status}} {{Completed or Released if on Worksheet(all datasets)}} {{Immediately}}"} | FFM
DIN EN ISO 17072-2_2019-07_XMN | 1 | 4 | Total Metals Leather_ICP-MS_10mgkg | 1 | F |  | Yes | Y | 1 | WorkArea | XMN-PS-LAB-CH-INO |  | 4 | {"includerule":[{"includetimepoint":"includealways"}],"includerule(text)":" {{This Rule applies Always}}","reflexrule":[{"reflexruletype":"available","timepoint":"when","item":"lastparameterlisttype","paramlisttype":"Preparation","datasetstatusandlimit":"hasstatus","datasetstatus":"completed","durationtype":"immediately"}],"reflexrule(text)":" {{Make Available}} {{When}} {{All ParameterList of Type}} Preparation {{has Status}} {{Completed or Released if on Worksheet(all datasets)}} {{Immediately}}"} | FFM
DIN EN 16711-2_2016-02_XMN | 1 | 4 | Extract Metals-Txt_ICP-MS_0.1mgkg | 1 | F |  | Yes | Y | 1 | WorkArea | XMN-PS-LAB-CH-INO |  | 4 | {"includerule":[{"includetimepoint":"includealways"}],"includerule(text)":" {{This Rule applies Always}}","reflexrule":[{"reflexruletype":"available","timepoint":"when","item":"lastparameterlisttype","paramlisttype":"Preparation","datasetstatusandlimit":"hasstatus","datasetstatus":"completed","durationtype":"immediately"}],"reflexrule(text)":" {{Make Available}} {{When}} {{All ParameterList of Type}} Preparation {{has Status}} {{Completed or Released if on Worksheet(all datasets)}} {{Immediately}}"} | FFM
DIN EN ISO 17072-1_2019-07_XMN | 1 | 4 | Extract Metals-Lth_ICP-MS_0.1mgkg | 1 | F |  | Yes | Y | 1 | WorkArea | XMN-PS-LAB-CH-INO |  | 4 | {"includerule":[{"includetimepoint":"includealways"}],"includerule(text)":" {{This Rule applies Always}}","reflexrule":[{"reflexruletype":"available","timepoint":"when","item":"lastparameterlisttype","paramlisttype":"Preparation","datasetstatusandlimit":"hasstatus","datasetstatus":"completed","durationtype":"immediately"}],"reflexrule(text)":" {{Make Available}} {{When}} {{All ParameterList of Type}} Preparation {{has Status}} {{Completed or Released if on Worksheet(all datasets)}} {{Immediately}}"} | FFM
DIN EN ISO 17072-1 water_2019-07_XMN | 1 | 4 | Extract Metals-Lth_ICP-MS_0.1mgkg | 1 | F |  | Yes | Y | 1 | WorkArea | XMN-PS-LAB-CH-INO |  | 4 | {"includerule":[{"includetimepoint":"includealways"}],"includerule(text)":" {{This Rule applies Always}}","reflexrule":[{"reflexruletype":"available","timepoint":"when","item":"lastparameterlisttype","paramlisttype":"Preparation","datasetstatusandlimit":"hasstatus","datasetstatus":"completed","durationtype":"immediately"}],"reflexrule(text)":" {{Make Available}} {{When}} {{All ParameterList of Type}} Preparation {{has Status}} {{Completed or Released if on Worksheet(all datasets)}} {{Immediately}}"} | FFM
DIN EN 71-3_2019-08_XMN | 1 | 4 | 19 elements-toys_ICP-MS | 1 | F |  | Yes | Y | 1 | WorkArea | XMN-PS-LAB-CH-INO |  | 4 | {"includerule":[{"includetimepoint":"includealways"}],"includerule(text)":" {{This Rule applies Always}}","reflexrule":[{"reflexruletype":"available","timepoint":"when","item":"lastparameterlisttype","paramlisttype":"Preparation","datasetstatusandlimit":"hasstatus","datasetstatus":"completed","durationtype":"immediately"}],"reflexrule(text)":" {{Make Available}} {{When}} {{All ParameterList of Type}} Preparation {{has Status}} {{Completed or Released if on Worksheet(all datasets)}} {{Immediately}}"} | FFM
DIN EN 12472_2020-11_XMN | 1 | 4 | Ni Release Coatings_ICP-MS_0.05µgcm²week | 1 | F |  | Yes | Y | 1 | WorkArea | XMN-PS-LAB-CH-INO |  | 4 | {"includerule":[{"includetimepoint":"includealways"}],"includerule(text)":" {{This Rule applies Always}}","reflexrule":[{"reflexruletype":"available","timepoint":"when","item":"lastparameterlisttype","paramlisttype":"Preparation","datasetstatusandlimit":"hasstatus","datasetstatus":"completed","durationtype":"immediately"}],"reflexrule(text)":" {{Make Available}} {{When}} {{All ParameterList of Type}} Preparation {{has Status}} {{Completed or Released if on Worksheet(all datasets)}} {{Immediately}}"} | FFM
DIN EN 62321-7-1_2016-09_XMN | 1 | 4 | RoHS-CrVI-coat_UVVIS_0.1µgcm² | 1 | F |  | Yes | Y | 1 | WorkArea | XMN-PS-LAB-CH-INO |  | 4 | {"includerule":[{"includetimepoint":"includealways"}],"includerule(text)":" {{This Rule applies Always}}","reflexrule":[{"reflexruletype":"available","timepoint":"when","item":"lastparameterlisttype","paramlisttype":"Preparation","datasetstatusandlimit":"hasstatus","datasetstatus":"completed","durationtype":"immediately"}],"reflexrule(text)":" {{Make Available}} {{When}} {{All ParameterList of Type}} Preparation {{has Status}} {{Completed or Released if on Worksheet(all datasets)}} {{Immediately}}"} | FFM
DIN EN 62321-7-2_2017-12_Toluene_XMN | 1 | 4 | RoHS-CrVI-poly_UVVIS_100 mgkg | 1 | F |  | Yes | Y | 1 | WorkArea | XMN-PS-LAB-CH-INO |  | 4 | {"includerule":[{"includetimepoint":"includealways"}],"includerule(text)":" {{This Rule applies Always}}","reflexrule":[{"reflexruletype":"available","timepoint":"when","item":"lastparameterlisttype","paramlisttype":"Preparation","datasetstatusandlimit":"hasstatus","datasetstatus":"completed","durationtype":"immediately"}],"reflexrule(text)":" {{Make Available}} {{When}} {{All ParameterList of Type}} Preparation {{has Status}} {{Completed or Released if on Worksheet(all datasets)}} {{Immediately}}"} | FFM
DIN EN 62321-7-2_2017-12_NMP_XMN | 1 | 4 | RoHS-CrVI-poly_UVVIS_100 mgkg | 1 | F |  | Yes | Y | 1 | WorkArea | XMN-PS-LAB-CH-INO |  | 4 | {"includerule":[{"includetimepoint":"includealways"}],"includerule(text)":" {{This Rule applies Always}}","reflexrule":[{"reflexruletype":"available","timepoint":"when","item":"lastparameterlisttype","paramlisttype":"Preparation","datasetstatusandlimit":"hasstatus","datasetstatus":"completed","durationtype":"immediately"}],"reflexrule(text)":" {{Make Available}} {{When}} {{All ParameterList of Type}} Preparation {{has Status}} {{Completed or Released if on Worksheet(all datasets)}} {{Immediately}}"} | FFM
DIN EN ISO 4045_2018-09_XMN | 1 | 4 | pH - Leather_pH-Meter | 1 | F |  | Yes | Y | 1 | WorkArea | XMN-PS-LAB-CH-INO |  | 4 | {"includerule":[{"includetimepoint":"includealways"}],"includerule(text)":" {{This Rule applies Always}}","reflexrule":[{"reflexruletype":"available","timepoint":"when","item":"lastparameterlisttype","paramlisttype":"Preparation","datasetstatusandlimit":"hasstatus","datasetstatus":"completed","durationtype":"immediately"}],"reflexrule(text)":" {{Make Available}} {{When}} {{All ParameterList of Type}} Preparation {{has Status}} {{Completed or Released if on Worksheet(all datasets)}} {{Immediately}}"} | FFM
DIN EN ISO 3071_2020-05_XMN | 1 | 4 | pH - Textiles_pH-Meter | 1 | F |  | Yes | Y | 1 | WorkArea | XMN-PS-LAB-CH-INO |  | 4 | {"includerule":[{"includetimepoint":"includealways"}],"includerule(text)":" {{This Rule applies Always}}","reflexrule":[{"reflexruletype":"available","timepoint":"when","item":"lastparameterlisttype","paramlisttype":"Preparation","datasetstatusandlimit":"hasstatus","datasetstatus":"completed","durationtype":"immediately"}],"reflexrule(text)":" {{Make Available}} {{When}} {{All ParameterList of Type}} Preparation {{has Status}} {{Completed or Released if on Worksheet(all datasets)}} {{Immediately}}"} | FFM
BVL B 82.02-11_2008-10_XMN | 1 | 4 | CrVI without ageing_UVVIS_3mgkg | 1 | F |  | Yes | Y | 1 | WorkArea | XMN-PS-LAB-CH-INO |  | 4 | {"includerule":[{"includetimepoint":"includealways"}],"includerule(text)":" {{This Rule applies Always}}","reflexrule":[{"reflexruletype":"available","timepoint":"when","item":"lastparameterlisttype","paramlisttype":"Preparation","datasetstatusandlimit":"hasstatus","datasetstatus":"completed","durationtype":"immediately"}],"reflexrule(text)":" {{Make Available}} {{When}} {{All ParameterList of Type}} Preparation {{has Status}} {{Completed or Released if on Worksheet(all datasets)}} {{Immediately}}"} | FFM
BVL B 82.02-11 UV_2008-10_XMN | 1 | 4 | CrVI-UV ageing-B02_UVVIS_3mgkg | 1 | F |  | Yes | Y | 1 | WorkArea | XMN-PS-LAB-CH-INO |  | 4 | {"includerule":[{"includetimepoint":"includealways"}],"includerule(text)":" {{This Rule applies Always}}","reflexrule":[{"reflexruletype":"available","timepoint":"when","item":"lastparameterlisttype","paramlisttype":"Preparation","datasetstatusandlimit":"hasstatus","datasetstatus":"completed","durationtype":"immediately"}],"reflexrule(text)":" {{Make Available}} {{When}} {{All ParameterList of Type}} Preparation {{has Status}} {{Completed or Released if on Worksheet(all datasets)}} {{Immediately}}"} | FFM
BVL B 82.02-11 80°C_2008-10_XMN | 1 | 4 | Chromium VI -Ageing_UVVIS_3mgkg | 1 | F |  | Yes | Y | 1 | WorkArea | XMN-PS-LAB-CH-INO |  | 4 | {"includerule":[{"includetimepoint":"includealways"}],"includerule(text)":" {{This Rule applies Always}}","reflexrule":[{"reflexruletype":"available","timepoint":"when","item":"lastparameterlisttype","paramlisttype":"Preparation","datasetstatusandlimit":"hasstatus","datasetstatus":"completed","durationtype":"immediately"}],"reflexrule(text)":" {{Make Available}} {{When}} {{All ParameterList of Type}} Preparation {{has Status}} {{Completed or Released if on Worksheet(all datasets)}} {{Immediately}}"} | FFM
BVL B 82.02-11 IC_2008-10_XMN | 1 | 4 | CrVI without ageing_IC-PCR-UVVIS_3mgkg | 1 | F |  | Yes | Y | 1 | WorkArea | XMN-PS-LAB-CH-INO |  | 4 | {"includerule":[{"includetimepoint":"includealways"}],"includerule(text)":" {{This Rule applies Always}}","reflexrule":[{"reflexruletype":"available","timepoint":"when","item":"lastparameterlisttype","paramlisttype":"Preparation","datasetstatusandlimit":"hasstatus","datasetstatus":"completed","durationtype":"immediately"}],"reflexrule(text)":" {{Make Available}} {{When}} {{All ParameterList of Type}} Preparation {{has Status}} {{Completed or Released if on Worksheet(all datasets)}} {{Immediately}}"} | FFM
BVL B 82.02-11 80°C IC_2008-10_XMN | 1 | 4 | CrVI -Ageing_IC-PCR-UVVIS_3mgkg | 1 | F |  | Yes | Y | 1 | WorkArea | XMN-PS-LAB-CH-INO |  | 4 | {"includerule":[{"includetimepoint":"includealways"}],"includerule(text)":" {{This Rule applies Always}}","reflexrule":[{"reflexruletype":"available","timepoint":"when","item":"lastparameterlisttype","paramlisttype":"Preparation","datasetstatusandlimit":"hasstatus","datasetstatus":"completed","durationtype":"immediately"}],"reflexrule(text)":" {{Make Available}} {{When}} {{All ParameterList of Type}} Preparation {{has Status}} {{Completed or Released if on Worksheet(all datasets)}} {{Immediately}}"} | FFM
BVL B 82.02-11 UV IC_2008-10_XMN | 1 | 4 | CrVI-UV ageing-ICPCR_IC-PCR-UVVIS_3mgkg | 1 | F |  | Yes | Y | 1 | WorkArea | XMN-PS-LAB-CH-INO |  | 4 | {"includerule":[{"includetimepoint":"includealways"}],"includerule(text)":" {{This Rule applies Always}}","reflexrule":[{"reflexruletype":"available","timepoint":"when","item":"lastparameterlisttype","paramlisttype":"Preparation","datasetstatusandlimit":"hasstatus","datasetstatus":"completed","durationtype":"immediately"}],"reflexrule(text)":" {{Make Available}} {{When}} {{All ParameterList of Type}} Preparation {{has Status}} {{Completed or Released if on Worksheet(all datasets)}} {{Immediately}}"} | FFM
GTP Chem CPS 25100_2016-07_XMN | 1 | 4 | 2-MBT_LC-DAD_10mgkg | 1 | F |  | Yes | Y | 1 | WorkArea | XMN-PS-LAB-CH-ORG |  | 4 | {"includerule":[{"includetimepoint":"includealways"}],"includerule(text)":" {{This Rule applies Always}}","reflexrule":[{"reflexruletype":"available","timepoint":"when","item":"lastparameterlisttype","paramlisttype":"Preparation","datasetstatusandlimit":"hasstatus","datasetstatus":"completed","durationtype":"immediately"}],"reflexrule(text)":" {{Make Available}} {{When}} {{All ParameterList of Type}} Preparation {{has Status}} {{Completed or Released if on Worksheet(all datasets)}} {{Immediately}}"} | FFM
DIN EN ISO 6401_2008-12_XMN | 1 | 4 | Total Vinyl Chloride_GC-MS_0.5mgkg | 1 | F |  | Yes | Y | 1 | WorkArea | XMN-PS-LAB-CH-ORG |  | 4 | {"includerule":[{"includetimepoint":"includealways"}],"includerule(text)":" {{This Rule applies Always}}","reflexrule":[{"reflexruletype":"available","timepoint":"when","item":"lastparameterlisttype","paramlisttype":"Preparation","datasetstatusandlimit":"hasstatus","datasetstatus":"completed","durationtype":"immediately"}],"reflexrule(text)":" {{Make Available}} {{When}} {{All ParameterList of Type}} Preparation {{has Status}} {{Completed or Released if on Worksheet(all datasets)}} {{Immediately}}"} | FFM
DIN EN ISO 19070_2016-07_XMN | 1 | 4 | NMP leather_GC-MS_10mgkg | 1 | F |  | Yes | Y | 1 | WorkArea | XMN-PS-LAB-CH-ORG |  | 4 | {"includerule":[{"includetimepoint":"includealways"}],"includerule(text)":" {{This Rule applies Always}}","reflexrule":[{"reflexruletype":"available","timepoint":"when","item":"lastparameterlisttype","paramlisttype":"Preparation","datasetstatusandlimit":"hasstatus","datasetstatus":"completed","durationtype":"immediately"}],"reflexrule(text)":" {{Make Available}} {{When}} {{All ParameterList of Type}} Preparation {{has Status}} {{Completed or Released if on Worksheet(all datasets)}} {{Immediately}}"} | FFM
CPSC-CH-E1003-09.1_2011_XMN | 1 | 4 | Total lead -Paint_ICP-MS_5mgkg | 1 | F |  | Yes | Y | 1 | WorkArea | XMN-PS-LAB-CH-INO |  | 4 | {"includerule":[{"includetimepoint":"includealways"}],"includerule(text)":" {{This Rule applies Always}}","reflexrule":[{"reflexruletype":"available","timepoint":"when","item":"lastparameterlisttype","paramlisttype":"Preparation","datasetstatusandlimit":"hasstatus","datasetstatus":"completed","durationtype":"immediately"}],"reflexrule(text)":" {{Make Available}} {{When}} {{All ParameterList of Type}} Preparation {{has Status}} {{Completed or Released if on Worksheet(all datasets)}} {{Immediately}}"} | FFM
CPSC-CH-E1002-08.3_2012_XMN | 1 | 4 | Total Lead-Non metal_ICP-MS_5mgkg | 1 | F |  | Yes | Y | 1 | WorkArea | XMN-PS-LAB-CH-INO |  | 4 | {"includerule":[{"includetimepoint":"includealways"}],"includerule(text)":" {{This Rule applies Always}}","reflexrule":[{"reflexruletype":"available","timepoint":"when","item":"lastparameterlisttype","paramlisttype":"Preparation","datasetstatusandlimit":"hasstatus","datasetstatus":"completed","durationtype":"immediately"}],"reflexrule(text)":" {{Make Available}} {{When}} {{All ParameterList of Type}} Preparation {{has Status}} {{Completed or Released if on Worksheet(all datasets)}} {{Immediately}}"} | FFM
CPSC-CH-E1001-08.3_2012_XMN | 1 | 4 | Total Pb+Cd - Metals_ICP-MS_5mgkg | 1 | F |  | Yes | Y | 1 | WorkArea | XMN-PS-LAB-CH-INO |  | 4 | {"includerule":[{"includetimepoint":"includealways"}],"includerule(text)":" {{This Rule applies Always}}","reflexrule":[{"reflexruletype":"available","timepoint":"when","item":"lastparameterlisttype","paramlisttype":"Preparation","datasetstatusandlimit":"hasstatus","datasetstatus":"completed","durationtype":"immediately"}],"reflexrule(text)":" {{Make Available}} {{When}} {{All ParameterList of Type}} Preparation {{has Status}} {{Completed or Released if on Worksheet(all datasets)}} {{Immediately}}"} | FFM
DIN EN 16711-3_2019-08_XMN | 1 | 4 | Lead Release-Saliva_ICP-MS_0.002µgcm²hr | 1 | F |  | Yes | Y | 1 | WorkArea | XMN-PS-LAB-CH-INO |  | 4 | {"includerule":[{"includetimepoint":"includealways"}],"includerule(text)":" {{This Rule applies Always}}","reflexrule":[{"reflexruletype":"available","timepoint":"when","item":"lastparameterlisttype","paramlisttype":"Preparation","datasetstatusandlimit":"hasstatus","datasetstatus":"completed","durationtype":"immediately"}],"reflexrule(text)":" {{Make Available}} {{When}} {{All ParameterList of Type}} Preparation {{has Status}} {{Completed or Released if on Worksheet(all datasets)}} {{Immediately}}"} | FFM
DIN EN ISO 17881-1_2016-09_XMN | 1 | 4 | Flame Retardants_GC-MS_5mgkg | 1 | F |  | Yes | Y | 1 | WorkArea | XMN-PS-LAB-CH-INO |  | 4 | {"includerule":[{"includetimepoint":"includealways"}],"includerule(text)":" {{This Rule applies Always}}","reflexrule":[{"reflexruletype":"available","timepoint":"when","item":"lastparameterlisttype","paramlisttype":"Preparation","datasetstatusandlimit":"hasstatus","datasetstatus":"completed","durationtype":"immediately"}],"reflexrule(text)":" {{Make Available}} {{When}} {{All ParameterList of Type}} Preparation {{has Status}} {{Completed or Released if on Worksheet(all datasets)}} {{Immediately}}"} | FFM
DIN EN ISO 17881-2_2016-09_XMN | 1 | 4 | Flame Retardants_LC-MS_2mgkg | 1 | F |  | Yes | Y | 1 | WorkArea | XMN-PS-LAB-CH-ORG |  | 4 | {"includerule":[{"includetimepoint":"includealways"}],"includerule(text)":" {{This Rule applies Always}}","reflexrule":[{"reflexruletype":"available","timepoint":"when","item":"lastparameterlisttype","paramlisttype":"Preparation","datasetstatusandlimit":"hasstatus","datasetstatus":"completed","durationtype":"immediately"}],"reflexrule(text)":" {{Make Available}} {{When}} {{All ParameterList of Type}} Preparation {{has Status}} {{Completed or Released if on Worksheet(all datasets)}} {{Immediately}}"} | FFM
EN ISO 21084_2019-02_XMN | 1 | 4 | Phenols - Others_GC-MS_10mgkg | 1 | F |  | Yes | Y | 1 | WorkArea | XMN-PS-LAB-CH-ORG |  | 4 | {"includerule":[{"includetimepoint":"includealways"}],"includerule(text)":" {{This Rule applies Always}}","reflexrule":[{"reflexruletype":"available","timepoint":"when","item":"lastparameterlisttype","paramlisttype":"Preparation","datasetstatusandlimit":"hasstatus","datasetstatus":"completed","durationtype":"immediately"}],"reflexrule(text)":" {{Make Available}} {{When}} {{All ParameterList of Type}} Preparation {{has Status}} {{Completed or Released if on Worksheet(all datasets)}} {{Immediately}}"} | FFM
16CFR-1303_2016_XMN | 1 | 4 | HCHO Content-Textile_UVVIS_16mgkg | 1 | F |  | Yes | Y | 1 | WorkArea | XMN-PS-LAB-CH-INO |  | 4 | {"includerule":[{"includetimepoint":"includealways"}],"includerule(text)":" {{This Rule applies Always}}","reflexrule":[{"reflexruletype":"available","timepoint":"when","item":"lastparameterlisttype","paramlisttype":"Preparation","datasetstatusandlimit":"hasstatus","datasetstatus":"completed","durationtype":"immediately"}],"reflexrule(text)":" {{Make Available}} {{When}} {{All ParameterList of Type}} Preparation {{has Status}} {{Completed or Released if on Worksheet(all datasets)}} {{Immediately}}"} | SA
AATCC TM 112_2014_XMN | 1 | 4 | Released HCHO-txt_UVVIS_10mgkg | 1 | F |  | Yes | Y | 1 | WorkArea | XMN-PS-LAB-CH-INO |  | 4 | {"includerule":[{"includetimepoint":"includealways"}],"includerule(text)":" {{This Rule applies Always}}","reflexrule":[{"reflexruletype":"available","timepoint":"when","item":"lastparameterlisttype","paramlisttype":"Preparation","datasetstatusandlimit":"hasstatus","datasetstatus":"completed","durationtype":"immediately"}],"reflexrule(text)":" {{Make Available}} {{When}} {{All ParameterList of Type}} Preparation {{has Status}} {{Completed or Released if on Worksheet(all datasets)}} {{Immediately}}"} | SA
ASTM E 1613_2012_XMN | 1 | 4 | Extact pb in Jewel_ICP-MS_0.1mgkg | 1 | F |  | Yes | Y | 1 | WorkArea | XMN-PS-LAB-CH-INO |  | 4 | {"includerule":[{"includetimepoint":"includealways"}],"includerule(text)":" {{This Rule applies Always}}","reflexrule":[{"reflexruletype":"available","timepoint":"when","item":"lastparameterlisttype","paramlisttype":"Preparation","datasetstatusandlimit":"hasstatus","datasetstatus":"completed","durationtype":"immediately"}],"reflexrule(text)":" {{Make Available}} {{When}} {{All ParameterList of Type}} Preparation {{has Status}} {{Completed or Released if on Worksheet(all datasets)}} {{Immediately}}"} | SA
ASTM E 1645_2007_XMN | 1 | 4 | Total lead -Paint_ICP-MS_5mgkg | 1 | F |  | Yes | Y | 1 | WorkArea | XMN-PS-LAB-CH-INO |  | 4 | {"includerule":[{"includetimepoint":"includealways"}],"includerule(text)":" {{This Rule applies Always}}","reflexrule":[{"reflexruletype":"available","timepoint":"when","item":"lastparameterlisttype","paramlisttype":"Preparation","datasetstatusandlimit":"hasstatus","datasetstatus":"completed","durationtype":"immediately"}],"reflexrule(text)":" {{Make Available}} {{When}} {{All ParameterList of Type}} Preparation {{has Status}} {{Completed or Released if on Worksheet(all datasets)}} {{Immediately}}"} | SA
ASTM F 2617_2015_XMN | 1 | 4 | Total Lead-Non metal_ICP-MS_5mgkg | 1 | F |  | Yes | Y | 1 | WorkArea | XMN-PS-LAB-CH-INO |  | 4 | {"includerule":[{"includetimepoint":"includealways"}],"includerule(text)":" {{This Rule applies Always}}","reflexrule":[{"reflexruletype":"available","timepoint":"when","item":"lastparameterlisttype","paramlisttype":"Preparation","datasetstatusandlimit":"hasstatus","datasetstatus":"completed","durationtype":"immediately"}],"reflexrule(text)":" {{Make Available}} {{When}} {{All ParameterList of Type}} Preparation {{has Status}} {{Completed or Released if on Worksheet(all datasets)}} {{Immediately}}"} | SA
ASTM F 2853_2015_XMN | 1 | 4 | Total Lead-Non metal_ICP-MS_5mgkg | 1 | F |  | Yes | Y | 1 | WorkArea | XMN-PS-LAB-CH-INO |  | 4 | {"includerule":[{"includetimepoint":"includealways"}],"includerule(text)":" {{This Rule applies Always}}","reflexrule":[{"reflexruletype":"available","timepoint":"when","item":"lastparameterlisttype","paramlisttype":"Preparation","datasetstatusandlimit":"hasstatus","datasetstatus":"completed","durationtype":"immediately"}],"reflexrule(text)":" {{Make Available}} {{When}} {{All ParameterList of Type}} Preparation {{has Status}} {{Completed or Released if on Worksheet(all datasets)}} {{Immediately}}"} | SA
ASTM F 963_2017_EHM_XMN | 1 | 4 | 19 elements-toys_ICP-MS_5mgkg | 1 | F |  | Yes | Y | 1 | WorkArea | XMN-PS-LAB-CH-INO |  | 4 | {"includerule":[{"includetimepoint":"includealways"}],"includerule(text)":" {{This Rule applies Always}}","reflexrule":[{"reflexruletype":"available","timepoint":"when","item":"lastparameterlisttype","paramlisttype":"Preparation","datasetstatusandlimit":"hasstatus","datasetstatus":"completed","durationtype":"immediately"}],"reflexrule(text)":" {{Make Available}} {{When}} {{All ParameterList of Type}} Preparation {{has Status}} {{Completed or Released if on Worksheet(all datasets)}} {{Immediately}}"} | SA
ASTM F 963_2017_HM_XMN | 1 | 4 | total Metals in toy_ICP-MS_10mgkg | 1 | F |  | Yes | Y | 1 | WorkArea | XMN-PS-LAB-CH-INO |  | 4 | {"includerule":[{"includetimepoint":"includealways"}],"includerule(text)":" {{This Rule applies Always}}","reflexrule":[{"reflexruletype":"available","timepoint":"when","item":"lastparameterlisttype","paramlisttype":"Preparation","datasetstatusandlimit":"hasstatus","datasetstatus":"completed","durationtype":"immediately"}],"reflexrule(text)":" {{Make Available}} {{When}} {{All ParameterList of Type}} Preparation {{has Status}} {{Completed or Released if on Worksheet(all datasets)}} {{Immediately}}"} | SA
BS EN ISO 14184-2_2011_XMN | 1 | 4 | Released HCHO-txt_UVVIS_10mgkg | 1 | F |  | Yes | Y | 1 | WorkArea | XMN-PS-LAB-CH-INO |  | 4 | {"includerule":[{"includetimepoint":"includealways"}],"includerule(text)":" {{This Rule applies Always}}","reflexrule":[{"reflexruletype":"available","timepoint":"when","item":"lastparameterlisttype","paramlisttype":"Preparation","datasetstatusandlimit":"hasstatus","datasetstatus":"completed","durationtype":"immediately"}],"reflexrule(text)":" {{Make Available}} {{When}} {{All ParameterList of Type}} Preparation {{has Status}} {{Completed or Released if on Worksheet(all datasets)}} {{Immediately}}"} | SA
DIN EN 1122_2002_XMN | 1 | 4 | Total Cadmium_ICP-MS_10mgkg | 1 | F |  | Yes | Y | 1 | WorkArea | XMN-PS-LAB-CH-INO |  | 4 | {"includerule":[{"includetimepoint":"includealways"}],"includerule(text)":" {{This Rule applies Always}}","reflexrule":[{"reflexruletype":"available","timepoint":"when","item":"lastparameterlisttype","paramlisttype":"Preparation","datasetstatusandlimit":"hasstatus","datasetstatus":"completed","durationtype":"immediately"}],"reflexrule(text)":" {{Make Available}} {{When}} {{All ParameterList of Type}} Preparation {{has Status}} {{Completed or Released if on Worksheet(all datasets)}} {{Immediately}}"} | SA
DIN EN ISO 17075-1_2017_XMN | 1 | 4 | CrVI without ageing_UVVIS_3mgkg | 1 | F |  | Yes | Y | 1 | WorkArea | XMN-PS-LAB-CH-INO |  | 4 | {"includerule":[{"includetimepoint":"includealways"}],"includerule(text)":" {{This Rule applies Always}}","reflexrule":[{"reflexruletype":"available","timepoint":"when","item":"lastparameterlisttype","paramlisttype":"Preparation","datasetstatusandlimit":"hasstatus","datasetstatus":"completed","durationtype":"immediately"}],"reflexrule(text)":" {{Make Available}} {{When}} {{All ParameterList of Type}} Preparation {{has Status}} {{Completed or Released if on Worksheet(all datasets)}} {{Immediately}}"} | SA
GB/T 19941_2019_XMN | 1 | 4 | HCHO Content-Leather_LC-DAD_5mgkg | 1 | F |  | Yes | Y | 1 | WorkArea | XMN-PS-LAB-CH-INO |  | 4 | {"includerule":[{"includetimepoint":"includealways"}],"includerule(text)":" {{This Rule applies Always}}","reflexrule":[{"reflexruletype":"available","timepoint":"when","item":"lastparameterlisttype","paramlisttype":"Preparation","datasetstatusandlimit":"hasstatus","datasetstatus":"completed","durationtype":"immediately"}],"reflexrule(text)":" {{Make Available}} {{When}} {{All ParameterList of Type}} Preparation {{has Status}} {{Completed or Released if on Worksheet(all datasets)}} {{Immediately}}"} | SA
GB/T 2912.1_2009_XMN | 1 | 4 | HCHO Content-Textile_UVVIS_16mgkg | 1 | F |  | Yes | Y | 1 | WorkArea | XMN-PS-LAB-CH-INO |  | 4 | {"includerule":[{"includetimepoint":"includealways"}],"includerule(text)":" {{This Rule applies Always}}","reflexrule":[{"reflexruletype":"available","timepoint":"when","item":"lastparameterlisttype","paramlisttype":"Preparation","datasetstatusandlimit":"hasstatus","datasetstatus":"completed","durationtype":"immediately"}],"reflexrule(text)":" {{Make Available}} {{When}} {{All ParameterList of Type}} Preparation {{has Status}} {{Completed or Released if on Worksheet(all datasets)}} {{Immediately}}"} | SA
GB/T 7573_2009_XMN | 1 | 4 | pH - Textiles_pH-Meter | 1 | F |  | Yes | Y | 1 | WorkArea | XMN-PS-LAB-CH-INO |  | 4 | {"includerule":[{"includetimepoint":"includealways"}],"includerule(text)":" {{This Rule applies Always}}","reflexrule":[{"reflexruletype":"available","timepoint":"when","item":"lastparameterlisttype","paramlisttype":"Preparation","datasetstatusandlimit":"hasstatus","datasetstatus":"completed","durationtype":"immediately"}],"reflexrule(text)":" {{Make Available}} {{When}} {{All ParameterList of Type}} Preparation {{has Status}} {{Completed or Released if on Worksheet(all datasets)}} {{Immediately}}"} | SA
GTP_Chem_CPS_25101B_2016_XMN | 1 | 4 | APEOs_LC-MS_10mgkg | 1 | F |  | Yes | Y | 1 | WorkArea | XMN-PS-LAB-CH-ORG |  | 4 | {"includerule":[{"includetimepoint":"includealways"}],"includerule(text)":" {{This Rule applies Always}}","reflexrule":[{"reflexruletype":"available","timepoint":"when","item":"lastparameterlisttype","paramlisttype":"Preparation","datasetstatusandlimit":"hasstatus","datasetstatus":"completed","durationtype":"immediately"}],"reflexrule(text)":" {{Make Available}} {{When}} {{All ParameterList of Type}} Preparation {{has Status}} {{Completed or Released if on Worksheet(all datasets)}} {{Immediately}}"} | SA
GTP_Chem_CPS_25120D_2019_XMN | 1 | 4 | Total Bisphenol A_ LC-MS_0.1mgkg | 1 | F |  | Yes | Y | 1 | WorkArea | XMN-PS-LAB-CH-ORG |  | 4 | {"includerule":[{"includetimepoint":"includealways"}],"includerule(text)":" {{This Rule applies Always}}","reflexrule":[{"reflexruletype":"available","timepoint":"when","item":"lastparameterlisttype","paramlisttype":"Preparation","datasetstatusandlimit":"hasstatus","datasetstatus":"completed","durationtype":"immediately"}],"reflexrule(text)":" {{Make Available}} {{When}} {{All ParameterList of Type}} Preparation {{has Status}} {{Completed or Released if on Worksheet(all datasets)}} {{Immediately}}"} | SA
GTP_Chem_CPS_25151C_2018_XMN | 1 | 4 | CrVI without ageing_UVVIS_3mgkg | 1 | F |  | Yes | Y | 1 | WorkArea | XMN-PS-LAB-CH-INO |  | 4 | {"includerule":[{"includetimepoint":"includealways"}],"includerule(text)":" {{This Rule applies Always}}","reflexrule":[{"reflexruletype":"available","timepoint":"when","item":"lastparameterlisttype","paramlisttype":"Preparation","datasetstatusandlimit":"hasstatus","datasetstatus":"completed","durationtype":"immediately"}],"reflexrule(text)":" {{Make Available}} {{When}} {{All ParameterList of Type}} Preparation {{has Status}} {{Completed or Released if on Worksheet(all datasets)}} {{Immediately}}"} | SA
GTP_Chem_CPS_25167B_2016_XMN | 1 | 4 | Allegen+Carcino dyes_LC-MS_7.5mgkg | 1 | F |  | Yes | Y | 1 | WorkArea | XMN-PS-LAB-CH-ORG |  | 4 | {"includerule":[{"includetimepoint":"includealways"}],"includerule(text)":" {{This Rule applies Always}}","reflexrule":[{"reflexruletype":"available","timepoint":"when","item":"lastparameterlisttype","paramlisttype":"Preparation","datasetstatusandlimit":"hasstatus","datasetstatus":"completed","durationtype":"immediately"}],"reflexrule(text)":" {{Make Available}} {{When}} {{All ParameterList of Type}} Preparation {{has Status}} {{Completed or Released if on Worksheet(all datasets)}} {{Immediately}}"} | SA
GTP_Chem_CPS_25179B_2016_XMN | 1 | 4 | Pb + Cd in Artilces_ICP-MS_10mg/kg | 1 | F |  | Yes | Y | 1 | WorkArea | XMN-PS-LAB-CH-INO |  | 4 | {"includerule":[{"includetimepoint":"includealways"}],"includerule(text)":" {{This Rule applies Always}}","reflexrule":[{"reflexruletype":"available","timepoint":"when","item":"lastparameterlisttype","paramlisttype":"Preparation","datasetstatusandlimit":"hasstatus","datasetstatus":"completed","durationtype":"immediately"}],"reflexrule(text)":" {{Make Available}} {{When}} {{All ParameterList of Type}} Preparation {{has Status}} {{Completed or Released if on Worksheet(all datasets)}} {{Immediately}}"} | SA
GTP_Chem_CPS_25182B_2016_XMN | 1 | 4 | Total HM-digest-Txt_ICP-MS_10mgkg | 1 | F |  | Yes | Y | 1 | WorkArea | XMN-PS-LAB-CH-INO |  | 4 | {"includerule":[{"includetimepoint":"includealways"}],"includerule(text)":" {{This Rule applies Always}}","reflexrule":[{"reflexruletype":"available","timepoint":"when","item":"lastparameterlisttype","paramlisttype":"Preparation","datasetstatusandlimit":"hasstatus","datasetstatus":"completed","durationtype":"immediately"}],"reflexrule(text)":" {{Make Available}} {{When}} {{All ParameterList of Type}} Preparation {{has Status}} {{Completed or Released if on Worksheet(all datasets)}} {{Immediately}}"} | SA
JIS L 1041_2011_XMN | 1 | 4 | HCHO Content-Textile_UVVIS_16mgkg | 1 | F |  | Yes | Y | 1 | WorkArea | XMN-PS-LAB-CH-INO |  | 4 | {"includerule":[{"includetimepoint":"includealways"}],"includerule(text)":" {{This Rule applies Always}}","reflexrule":[{"reflexruletype":"available","timepoint":"when","item":"lastparameterlisttype","paramlisttype":"Preparation","datasetstatusandlimit":"hasstatus","datasetstatus":"completed","durationtype":"immediately"}],"reflexrule(text)":" {{Make Available}} {{When}} {{All ParameterList of Type}} Preparation {{has Status}} {{Completed or Released if on Worksheet(all datasets)}} {{Immediately}}"} | SA
GTP_Chem_CPS_25120D_2019_XMN | 1 | 4 | Toys-Bisphenol A_LC-MS_0.1mgl | 1 | F |  | Yes | Y | 1 | WorkArea | XMN-PS-LAB-CH-ORG |  | 4 | {"includerule":[{"includetimepoint":"includealways"}],"includerule(text)":" {{This Rule applies Always}}","reflexrule":[{"reflexruletype":"available","timepoint":"when","item":"lastparameterlisttype","paramlisttype":"Preparation","datasetstatusandlimit":"hasstatus","datasetstatus":"completed","durationtype":"immediately"}],"reflexrule(text)":" {{Make Available}} {{When}} {{All ParameterList of Type}} Preparation {{has Status}} {{Completed or Released if on Worksheet(all datasets)}} {{Immediately}}"} | SA
DIN EN ISO 16373-2-2014_XMN | 1 | 4 | Allegen+Carcino dyes_LC-MS_7.5mgkg | 1 | F |  | Yes | Y | 1 | WorkArea | XMN-PS-LAB-CH-ORG |  | 4 | {"includerule":[{"includetimepoint":"includealways"}],"includerule(text)":" {{This Rule applies Always}}","reflexrule":[{"reflexruletype":"available","timepoint":"when","item":"lastparameterlisttype","paramlisttype":"Preparation","datasetstatusandlimit":"hasstatus","datasetstatus":"completed","durationtype":"immediately"}],"reflexrule(text)":" {{Make Available}} {{When}} {{All ParameterList of Type}} Preparation {{has Status}} {{Completed or Released if on Worksheet(all datasets)}} {{Immediately}}"} | SA
ASTM F 963_2017_PHT_XMN | 1 | 4 | Toys_Phthalates_50mgkg | 1 | F |  | Yes | Y | 1 | WorkArea | XMN-PS-LAB-CH-ORG |  | 4 | {"includerule":[{"includetimepoint":"includealways"}],"includerule(text)":" {{This Rule applies Always}}","reflexrule":[{"reflexruletype":"available","timepoint":"when","item":"lastparameterlisttype","paramlisttype":"Preparation","datasetstatusandlimit":"hasstatus","datasetstatus":"completed","durationtype":"immediately"}],"reflexrule(text)":" {{Make Available}} {{When}} {{All ParameterList of Type}} Preparation {{has Status}} {{Completed or Released if on Worksheet(all datasets)}} {{Immediately}}"} | SA
BS EN 16778_2016_XMN | 1 | 4 | Dimethylformamide_GC-MS_10mgkg | 1 | F |  | Yes | Y | 1 | WorkArea | XMN-PS-LAB-CH-ORG |  | 4 | {"includerule":[{"includetimepoint":"includealways"}],"includerule(text)":" {{This Rule applies Always}}","reflexrule":[{"reflexruletype":"available","timepoint":"when","item":"lastparameterlisttype","paramlisttype":"Preparation","datasetstatusandlimit":"hasstatus","datasetstatus":"completed","durationtype":"immediately"}],"reflexrule(text)":" {{Make Available}} {{When}} {{All ParameterList of Type}} Preparation {{has Status}} {{Completed or Released if on Worksheet(all datasets)}} {{Immediately}}"} | SA
BVL B 82.02-3_2016_XMN | 1 | 4 | Azo Dyes_GC-MS_5mgkg | 1 | F |  | Yes | Y | 1 | WorkArea | XMN-PS-LAB-CH-ORG |  | 4 | {"includerule":[{"includetimepoint":"includealways"}],"includerule(text)":" {{This Rule applies Always}}","reflexrule":[{"reflexruletype":"available","timepoint":"when","item":"lastparameterlisttype","paramlisttype":"Preparation","datasetstatusandlimit":"hasstatus","datasetstatus":"completed","durationtype":"immediately"}],"reflexrule(text)":" {{Make Available}} {{When}} {{All ParameterList of Type}} Preparation {{has Status}} {{Completed or Released if on Worksheet(all datasets)}} {{Immediately}}"} | SA
CPSC-CH-C1001-09.4_2018_XMN | 1 | 4 | Phthalates>7_GC-MS_50mgkg | 1 | F |  | Yes | Y | 1 | WorkArea | XMN-PS-LAB-CH-ORG |  | 4 | {"includerule":[{"includetimepoint":"includealways"}],"includerule(text)":" {{This Rule applies Always}}","reflexrule":[{"reflexruletype":"available","timepoint":"when","item":"lastparameterlisttype","paramlisttype":"Preparation","datasetstatusandlimit":"hasstatus","datasetstatus":"completed","durationtype":"immediately"}],"reflexrule(text)":" {{Make Available}} {{When}} {{All ParameterList of Type}} Preparation {{has Status}} {{Completed or Released if on Worksheet(all datasets)}} {{Immediately}}"} | SA
GB/T 17592_2006_nat_XMN | 1 | 4 | Azo Dyes_GC-MS_5mgkg | 1 | F |  | Yes | Y | 1 | WorkArea | XMN-PS-LAB-CH-ORG |  | 4 | {"includerule":[{"includetimepoint":"includealways"}],"includerule(text)":" {{This Rule applies Always}}","reflexrule":[{"reflexruletype":"available","timepoint":"when","item":"lastparameterlisttype","paramlisttype":"Preparation","datasetstatusandlimit":"hasstatus","datasetstatus":"completed","durationtype":"immediately"}],"reflexrule(text)":" {{Make Available}} {{When}} {{All ParameterList of Type}} Preparation {{has Status}} {{Completed or Released if on Worksheet(all datasets)}} {{Immediately}}"} | SA
GB/T 17592_2006_syn_XMN | 1 | 4 | Azo Dyes_GC-MS_5mgkg | 1 | F |  | Yes | Y | 1 | WorkArea | XMN-PS-LAB-CH-ORG |  | 4 | {"includerule":[{"includetimepoint":"includealways"}],"includerule(text)":" {{This Rule applies Always}}","reflexrule":[{"reflexruletype":"available","timepoint":"when","item":"lastparameterlisttype","paramlisttype":"Preparation","datasetstatusandlimit":"hasstatus","datasetstatus":"completed","durationtype":"immediately"}],"reflexrule(text)":" {{Make Available}} {{When}} {{All ParameterList of Type}} Preparation {{has Status}} {{Completed or Released if on Worksheet(all datasets)}} {{Immediately}}"} | SA
GB/T 18414.1_2006_XMN | 1 | 4 | Chlorinated Phenols_GC-MS_0.05mgkg | 1 | F |  | Yes | Y | 1 | WorkArea | XMN-PS-LAB-CH-ORG |  | 4 | {"includerule":[{"includetimepoint":"includealways"}],"includerule(text)":" {{This Rule applies Always}}","reflexrule":[{"reflexruletype":"available","timepoint":"when","item":"lastparameterlisttype","paramlisttype":"Preparation","datasetstatusandlimit":"hasstatus","datasetstatus":"completed","durationtype":"immediately"}],"reflexrule(text)":" {{Make Available}} {{When}} {{All ParameterList of Type}} Preparation {{has Status}} {{Completed or Released if on Worksheet(all datasets)}} {{Immediately}}"} | SA
GB/T 19942_2019_XMN | 1 | 4 | Azo Dyes_GC-MS_5mgkg | 1 | F |  | Yes | Y | 1 | WorkArea | XMN-PS-LAB-CH-ORG |  | 4 | {"includerule":[{"includetimepoint":"includealways"}],"includerule(text)":" {{This Rule applies Always}}","reflexrule":[{"reflexruletype":"available","timepoint":"when","item":"lastparameterlisttype","paramlisttype":"Preparation","datasetstatusandlimit":"hasstatus","datasetstatus":"completed","durationtype":"immediately"}],"reflexrule(text)":" {{Make Available}} {{When}} {{All ParameterList of Type}} Preparation {{has Status}} {{Completed or Released if on Worksheet(all datasets)}} {{Immediately}}"} | SA
GB/T 20388_2016_XMN | 1 | 4 | Phthalates>7_GC-MS_50mgkg | 1 | F |  | Yes | Y | 1 | WorkArea | XMN-PS-LAB-CH-ORG |  | 4 | {"includerule":[{"includetimepoint":"includealways"}],"includerule(text)":" {{This Rule applies Always}}","reflexrule":[{"reflexruletype":"available","timepoint":"when","item":"lastparameterlisttype","paramlisttype":"Preparation","datasetstatusandlimit":"hasstatus","datasetstatus":"completed","durationtype":"immediately"}],"reflexrule(text)":" {{Make Available}} {{When}} {{All ParameterList of Type}} Preparation {{has Status}} {{Completed or Released if on Worksheet(all datasets)}} {{Immediately}}"} | SA
GB/T 23344_2009_nat_XMN | 1 | 4 | 4-AAB_GC-MS_5mgkg | 1 | F |  | Yes | Y | 1 | WorkArea | XMN-PS-LAB-CH-ORG |  | 4 | {"includerule":[{"includetimepoint":"includealways"}],"includerule(text)":" {{This Rule applies Always}}","reflexrule":[{"reflexruletype":"available","timepoint":"when","item":"lastparameterlisttype","paramlisttype":"Preparation","datasetstatusandlimit":"hasstatus","datasetstatus":"completed","durationtype":"immediately"}],"reflexrule(text)":" {{Make Available}} {{When}} {{All ParameterList of Type}} Preparation {{has Status}} {{Completed or Released if on Worksheet(all datasets)}} {{Immediately}}"} | SA
GB/T 23344_2009_syn_XMN | 1 | 4 | 4-AAB_GC-MS_5mgkg | 1 | F |  | Yes | Y | 1 | WorkArea | XMN-PS-LAB-CH-ORG |  | 4 | {"includerule":[{"includetimepoint":"includealways"}],"includerule(text)":" {{This Rule applies Always}}","reflexrule":[{"reflexruletype":"available","timepoint":"when","item":"lastparameterlisttype","paramlisttype":"Preparation","datasetstatusandlimit":"hasstatus","datasetstatus":"completed","durationtype":"immediately"}],"reflexrule(text)":" {{Make Available}} {{When}} {{All ParameterList of Type}} Preparation {{has Status}} {{Completed or Released if on Worksheet(all datasets)}} {{Immediately}}"} | SA
GTP_Chem_CPS_25102D_2018_XMN | 1 | 4 | Phenols - Others_GC-MS_10mgkg | 1 | F |  | Yes | Y | 1 | WorkArea | XMN-PS-LAB-CH-ORG |  | 4 | {"includerule":[{"includetimepoint":"includealways"}],"includerule(text)":" {{This Rule applies Always}}","reflexrule":[{"reflexruletype":"available","timepoint":"when","item":"lastparameterlisttype","paramlisttype":"Preparation","datasetstatusandlimit":"hasstatus","datasetstatus":"completed","durationtype":"immediately"}],"reflexrule(text)":" {{Make Available}} {{When}} {{All ParameterList of Type}} Preparation {{has Status}} {{Completed or Released if on Worksheet(all datasets)}} {{Immediately}}"} | SA
GTP_Chem_CPS_25103B_2016_nat_XMN | 1 | 4 | Azo Dyes_GC-MS_5mgkg | 1 | F |  | Yes | Y | 1 | WorkArea | XMN-PS-LAB-CH-ORG |  | 4 | {"includerule":[{"includetimepoint":"includealways"}],"includerule(text)":" {{This Rule applies Always}}","reflexrule":[{"reflexruletype":"available","timepoint":"when","item":"lastparameterlisttype","paramlisttype":"Preparation","datasetstatusandlimit":"hasstatus","datasetstatus":"completed","durationtype":"immediately"}],"reflexrule(text)":" {{Make Available}} {{When}} {{All ParameterList of Type}} Preparation {{has Status}} {{Completed or Released if on Worksheet(all datasets)}} {{Immediately}}"} | SA
GTP_Chem_CPS_25103B_2016_syn_XMN | 1 | 4 | Azo Dyes_GC-MS_5mgkg | 1 | F |  | Yes | Y | 1 | WorkArea | XMN-PS-LAB-CH-ORG |  | 4 | {"includerule":[{"includetimepoint":"includealways"}],"includerule(text)":" {{This Rule applies Always}}","reflexrule":[{"reflexruletype":"available","timepoint":"when","item":"lastparameterlisttype","paramlisttype":"Preparation","datasetstatusandlimit":"hasstatus","datasetstatus":"completed","durationtype":"immediately"}],"reflexrule(text)":" {{Make Available}} {{When}} {{All ParameterList of Type}} Preparation {{has Status}} {{Completed or Released if on Worksheet(all datasets)}} {{Immediately}}"} | SA
GTP_Chem_CPS_25104B_2016_LEA_XMN | 1 | 4 | 4-AAB_GC-MS_5mgkg | 1 | F |  | Yes | Y | 1 | WorkArea | XMN-PS-LAB-CH-ORG |  | 4 | {"includerule":[{"includetimepoint":"includealways"}],"includerule(text)":" {{This Rule applies Always}}","reflexrule":[{"reflexruletype":"available","timepoint":"when","item":"lastparameterlisttype","paramlisttype":"Preparation","datasetstatusandlimit":"hasstatus","datasetstatus":"completed","durationtype":"immediately"}],"reflexrule(text)":" {{Make Available}} {{When}} {{All ParameterList of Type}} Preparation {{has Status}} {{Completed or Released if on Worksheet(all datasets)}} {{Immediately}}"} | SA
GTP_Chem_CPS_25104B_2016_nat_XMN | 1 | 4 | 4-AAB_GC-MS_5mgkg | 1 | F |  | Yes | Y | 1 | WorkArea | XMN-PS-LAB-CH-ORG |  | 4 | {"includerule":[{"includetimepoint":"includealways"}],"includerule(text)":" {{This Rule applies Always}}","reflexrule":[{"reflexruletype":"available","timepoint":"when","item":"lastparameterlisttype","paramlisttype":"Preparation","datasetstatusandlimit":"hasstatus","datasetstatus":"completed","durationtype":"immediately"}],"reflexrule(text)":" {{Make Available}} {{When}} {{All ParameterList of Type}} Preparation {{has Status}} {{Completed or Released if on Worksheet(all datasets)}} {{Immediately}}"} | SA
GTP_Chem_CPS_25104B_2016_syn_XMN | 1 | 4 | 4-AAB_GC-MS_5mgkg | 1 | F |  | Yes | Y | 1 | WorkArea | XMN-PS-LAB-CH-ORG |  | 4 | {"includerule":[{"includetimepoint":"includealways"}],"includerule(text)":" {{This Rule applies Always}}","reflexrule":[{"reflexruletype":"available","timepoint":"when","item":"lastparameterlisttype","paramlisttype":"Preparation","datasetstatusandlimit":"hasstatus","datasetstatus":"completed","durationtype":"immediately"}],"reflexrule(text)":" {{Make Available}} {{When}} {{All ParameterList of Type}} Preparation {{has Status}} {{Completed or Released if on Worksheet(all datasets)}} {{Immediately}}"} | SA
GTP_Chem_CPS_25105C_2018_XMN | 1 | 4 | COCs_GC-MS_0.1mgkg | 1 | F |  | Yes | Y | 1 | WorkArea | XMN-PS-LAB-CH-ORG |  | 4 | {"includerule":[{"includetimepoint":"includealways"}],"includerule(text)":" {{This Rule applies Always}}","reflexrule":[{"reflexruletype":"available","timepoint":"when","item":"lastparameterlisttype","paramlisttype":"Preparation","datasetstatusandlimit":"hasstatus","datasetstatus":"completed","durationtype":"immediately"}],"reflexrule(text)":" {{Make Available}} {{When}} {{All ParameterList of Type}} Preparation {{has Status}} {{Completed or Released if on Worksheet(all datasets)}} {{Immediately}}"} | SA
GTP_Chem_CPS_25106C_2019_XMN | 1 | 4 | Sum of PAHs_GC-MS_0.1mgkg | 1 | F |  | Yes | Y | 1 | WorkArea | XMN-PS-LAB-CH-ORG |  | 4 | {"includerule":[{"includetimepoint":"includealways"}],"includerule(text)":" {{This Rule applies Always}}","reflexrule":[{"reflexruletype":"available","timepoint":"when","item":"lastparameterlisttype","paramlisttype":"Preparation","datasetstatusandlimit":"hasstatus","datasetstatus":"completed","durationtype":"immediately"}],"reflexrule(text)":" {{Make Available}} {{When}} {{All ParameterList of Type}} Preparation {{has Status}} {{Completed or Released if on Worksheet(all datasets)}} {{Immediately}}"} | SA
GTP_Chem_CPS_25119C_2018_XMN | 1 | 4 | Chlorinated Phenols_GC-MS_0.05mgkg | 1 | F |  | Yes | Y | 1 | WorkArea | XMN-PS-LAB-CH-ORG |  | 4 | {"includerule":[{"includetimepoint":"includealways"}],"includerule(text)":" {{This Rule applies Always}}","reflexrule":[{"reflexruletype":"available","timepoint":"when","item":"lastparameterlisttype","paramlisttype":"Preparation","datasetstatusandlimit":"hasstatus","datasetstatus":"completed","durationtype":"immediately"}],"reflexrule(text)":" {{Make Available}} {{When}} {{All ParameterList of Type}} Preparation {{has Status}} {{Completed or Released if on Worksheet(all datasets)}} {{Immediately}}"} | SA
GTP_Chem_CPS_25125B_2016_XMN | 1 | 4 | OTC > 6_GC-MS_0.025mgkg | 1 | F |  | Yes | Y | 1 | WorkArea | XMN-PS-LAB-CH-ORG |  | 4 | {"includerule":[{"includetimepoint":"includealways"}],"includerule(text)":" {{This Rule applies Always}}","reflexrule":[{"reflexruletype":"available","timepoint":"when","item":"lastparameterlisttype","paramlisttype":"Preparation","datasetstatusandlimit":"hasstatus","datasetstatus":"completed","durationtype":"immediately"}],"reflexrule(text)":" {{Make Available}} {{When}} {{All ParameterList of Type}} Preparation {{has Status}} {{Completed or Released if on Worksheet(all datasets)}} {{Immediately}}"} | SA
GTP_Chem_CPS_25126C_2018_XMN | 1 | 4 | Dimethylformamide_GC-MS_10mgkg | 1 | F |  | Yes | Y | 1 | WorkArea | XMN-PS-LAB-CH-ORG |  | 4 | {"includerule":[{"includetimepoint":"includealways"}],"includerule(text)":" {{This Rule applies Always}}","reflexrule":[{"reflexruletype":"available","timepoint":"when","item":"lastparameterlisttype","paramlisttype":"Preparation","datasetstatusandlimit":"hasstatus","datasetstatus":"completed","durationtype":"immediately"}],"reflexrule(text)":" {{Make Available}} {{When}} {{All ParameterList of Type}} Preparation {{has Status}} {{Completed or Released if on Worksheet(all datasets)}} {{Immediately}}"} | SA
GTP_Chem_CPS_25173B_2016_XMN | 1 | 4 | Phthalates>7_GC-MS_50mgkg | 1 | F |  | Yes | Y | 1 | WorkArea | XMN-PS-LAB-CH-ORG |  | 4 | {"includerule":[{"includetimepoint":"includealways"}],"includerule(text)":" {{This Rule applies Always}}","reflexrule":[{"reflexruletype":"available","timepoint":"when","item":"lastparameterlisttype","paramlisttype":"Preparation","datasetstatusandlimit":"hasstatus","datasetstatus":"completed","durationtype":"immediately"}],"reflexrule(text)":" {{Make Available}} {{When}} {{All ParameterList of Type}} Preparation {{has Status}} {{Completed or Released if on Worksheet(all datasets)}} {{Immediately}}"} | SA
GTP_Chem_CPS_25193A-2016_XMN | 1 | 4 | Azo Dyes_GC-MS_5mgkg | 1 | F |  | Yes | Y | 1 | WorkArea | XMN-PS-LAB-CH-ORG |  | 4 | {"includerule":[{"includetimepoint":"includealways"}],"includerule(text)":" {{This Rule applies Always}}","reflexrule":[{"reflexruletype":"available","timepoint":"when","item":"lastparameterlisttype","paramlisttype":"Preparation","datasetstatusandlimit":"hasstatus","datasetstatus":"completed","durationtype":"immediately"}],"reflexrule(text)":" {{Make Available}} {{When}} {{All ParameterList of Type}} Preparation {{has Status}} {{Completed or Released if on Worksheet(all datasets)}} {{Immediately}}"} | SA
ISO/TS 16190_2013_XMN | 1 | 4 | Sum of PAHs_GC-MS_0.1mgkg | 1 | F |  | Yes | Y | 1 | WorkArea | XMN-PS-LAB-CH-ORG |  | 4 | {"includerule":[{"includetimepoint":"includealways"}],"includerule(text)":" {{This Rule applies Always}}","reflexrule":[{"reflexruletype":"available","timepoint":"when","item":"lastparameterlisttype","paramlisttype":"Preparation","datasetstatusandlimit":"hasstatus","datasetstatus":"completed","durationtype":"immediately"}],"reflexrule(text)":" {{Make Available}} {{When}} {{All ParameterList of Type}} Preparation {{has Status}} {{Completed or Released if on Worksheet(all datasets)}} {{Immediately}}"} | SA
LFGB BVL B 82.02-08_2001_XMN | 1 | 4 | Pentachlorophenol_GC-MS_0.05mgkg | 1 | F |  | Yes | Y | 1 | WorkArea | XMN-PS-LAB-CH-ORG |  | 4 | {"includerule":[{"includetimepoint":"includealways"}],"includerule(text)":" {{This Rule applies Always}}","reflexrule":[{"reflexruletype":"available","timepoint":"when","item":"lastparameterlisttype","paramlisttype":"Preparation","datasetstatusandlimit":"hasstatus","datasetstatus":"completed","durationtype":"immediately"}],"reflexrule(text)":" {{Make Available}} {{When}} {{All ParameterList of Type}} Preparation {{has Status}} {{Completed or Released if on Worksheet(all datasets)}} {{Immediately}}"} | SA
LFGB BVL B 82.02-2_2013_XMN | 1 | 4 | Azo Dyes_GC-MS_5mgkg | 1 | F |  | Yes | Y | 1 | WorkArea | XMN-PS-LAB-CH-ORG |  | 4 | {"includerule":[{"includetimepoint":"includealways"}],"includerule(text)":" {{This Rule applies Always}}","reflexrule":[{"reflexruletype":"available","timepoint":"when","item":"lastparameterlisttype","paramlisttype":"Preparation","datasetstatusandlimit":"hasstatus","datasetstatus":"completed","durationtype":"immediately"}],"reflexrule(text)":" {{Make Available}} {{When}} {{All ParameterList of Type}} Preparation {{has Status}} {{Completed or Released if on Worksheet(all datasets)}} {{Immediately}}"} | SA
LFGB BVL B 82.02-4_2013_XMN | 1 | 4 | Azo Dyes_GC-MS_5mgkg | 1 | F |  | Yes | Y | 1 | WorkArea | XMN-PS-LAB-CH-ORG |  | 4 | {"includerule":[{"includetimepoint":"includealways"}],"includerule(text)":" {{This Rule applies Always}}","reflexrule":[{"reflexruletype":"available","timepoint":"when","item":"lastparameterlisttype","paramlisttype":"Preparation","datasetstatusandlimit":"hasstatus","datasetstatus":"completed","durationtype":"immediately"}],"reflexrule(text)":" {{Make Available}} {{When}} {{All ParameterList of Type}} Preparation {{has Status}} {{Completed or Released if on Worksheet(all datasets)}} {{Immediately}}"} | SA
LFGB BVL B 82.02-9_2016_nat_XMN | 1 | 4 | 4-AAB_GC-MS_5mgkg | 1 | F |  | Yes | Y | 1 | WorkArea | XMN-PS-LAB-CH-ORG |  | 4 | {"includerule":[{"includetimepoint":"includealways"}],"includerule(text)":" {{This Rule applies Always}}","reflexrule":[{"reflexruletype":"available","timepoint":"when","item":"lastparameterlisttype","paramlisttype":"Preparation","datasetstatusandlimit":"hasstatus","datasetstatus":"completed","durationtype":"immediately"}],"reflexrule(text)":" {{Make Available}} {{When}} {{All ParameterList of Type}} Preparation {{has Status}} {{Completed or Released if on Worksheet(all datasets)}} {{Immediately}}"} | SA
LFGB BVL B 82.02-9_2016_syn_XMN | 1 | 4 | 4-AAB_GC-MS_5mgkg | 1 | F |  | Yes | Y | 1 | WorkArea | XMN-PS-LAB-CH-ORG |  | 4 | {"includerule":[{"includetimepoint":"includealways"}],"includerule(text)":" {{This Rule applies Always}}","reflexrule":[{"reflexruletype":"available","timepoint":"when","item":"lastparameterlisttype","paramlisttype":"Preparation","datasetstatusandlimit":"hasstatus","datasetstatus":"completed","durationtype":"immediately"}],"reflexrule(text)":" {{Make Available}} {{When}} {{All ParameterList of Type}} Preparation {{has Status}} {{Completed or Released if on Worksheet(all datasets)}} {{Immediately}}"} | SA
GB/T 22048_2015_XMN | 1 | 4 | Toys_Phthalates_50mgkg | 1 | F |  | Yes | Y | 1 | WorkArea | XMN-PS-LAB-CH-ORG |  | 4 | {"includerule":[{"includetimepoint":"includealways"}],"includerule(text)":" {{This Rule applies Always}}","reflexrule":[{"reflexruletype":"available","timepoint":"when","item":"lastparameterlisttype","paramlisttype":"Preparation","datasetstatusandlimit":"hasstatus","datasetstatus":"completed","durationtype":"immediately"}],"reflexrule(text)":" {{Make Available}} {{When}} {{All ParameterList of Type}} Preparation {{has Status}} {{Completed or Released if on Worksheet(all datasets)}} {{Immediately}}"} | SA
DIN EN 17132_2019_XMN | 1 | 4 | Sum of PAHs_GC-MS_0.1mgkg | 1 | F |  | Yes | Y | 1 | WorkArea | XMN-PS-LAB-CH-ORG |  | 4 | {"includerule":[{"includetimepoint":"includealways"}],"includerule(text)":" {{This Rule applies Always}}","reflexrule":[{"reflexruletype":"available","timepoint":"when","item":"lastparameterlisttype","paramlisttype":"Preparation","datasetstatusandlimit":"hasstatus","datasetstatus":"completed","durationtype":"immediately"}],"reflexrule(text)":" {{Make Available}} {{When}} {{All ParameterList of Type}} Preparation {{has Status}} {{Completed or Released if on Worksheet(all datasets)}} {{Immediately}}"} | SA
GTP_Chem_CPS_25167B_2016_XMN | 1 | 4 | Phthalates upto 7_GC-MS_50mgkg | 1 | F |  | Yes | Y | 1 | WorkArea | XMN-PS-LAB-CH-ORG |  | 4 | {"includerule":[{"includetimepoint":"includealways"}],"includerule(text)":" {{This Rule applies Always}}","reflexrule":[{"reflexruletype":"available","timepoint":"when","item":"lastparameterlisttype","paramlisttype":"Preparation","datasetstatusandlimit":"hasstatus","datasetstatus":"completed","durationtype":"immediately"}],"reflexrule(text)":" {{Make Available}} {{When}} {{All ParameterList of Type}} Preparation {{has Status}} {{Completed or Released if on Worksheet(all datasets)}} {{Immediately}}"} | SA
CPSC-CH-C1001-09.4_2018_XMN | 1 | 4 | Phthalates upto 7_GC-MS_50mgkg | 1 | F |  | Yes | Y | 1 | WorkArea | XMN-PS-LAB-CH-ORG |  | 4 | {"includerule":[{"includetimepoint":"includealways"}],"includerule(text)":" {{This Rule applies Always}}","reflexrule":[{"reflexruletype":"available","timepoint":"when","item":"lastparameterlisttype","paramlisttype":"Preparation","datasetstatusandlimit":"hasstatus","datasetstatus":"completed","durationtype":"immediately"}],"reflexrule(text)":" {{Make Available}} {{When}} {{All ParameterList of Type}} Preparation {{has Status}} {{Completed or Released if on Worksheet(all datasets)}} {{Immediately}}"} | SA
GB/T 20388_2016_XMN | 1 | 4 | Phthalates upto 7_GC-MS_50mgkg | 1 | F |  | Yes | Y | 1 | WorkArea | XMN-PS-LAB-CH-ORG |  | 4 | {"includerule":[{"includetimepoint":"includealways"}],"includerule(text)":" {{This Rule applies Always}}","reflexrule":[{"reflexruletype":"available","timepoint":"when","item":"lastparameterlisttype","paramlisttype":"Preparation","datasetstatusandlimit":"hasstatus","datasetstatus":"completed","durationtype":"immediately"}],"reflexrule(text)":" {{Make Available}} {{When}} {{All ParameterList of Type}} Preparation {{has Status}} {{Completed or Released if on Worksheet(all datasets)}} {{Immediately}}"} | SA
GTP_Chem_CPS_25125B_2016_XMN | 1 | 4 | OTC upto 6_GC-MS_0.025mgkg | 1 | F |  | Yes | Y | 1 | WorkArea | XMN-PS-LAB-CH-ORG |  | 4 | {"includerule":[{"includetimepoint":"includealways"}],"includerule(text)":" {{This Rule applies Always}}","reflexrule":[{"reflexruletype":"available","timepoint":"when","item":"lastparameterlisttype","paramlisttype":"Preparation","datasetstatusandlimit":"hasstatus","datasetstatus":"completed","durationtype":"immediately"}],"reflexrule(text)":" {{Make Available}} {{When}} {{All ParameterList of Type}} Preparation {{has Status}} {{Completed or Released if on Worksheet(all datasets)}} {{Immediately}}"} | SA
BVL B 82.02-3_2016_XMN | 1 | 4 | Azo Dyes_LC-MS_5mgkg | 1 | F |  | Yes | Y | 1 | WorkArea | XMN-PS-LAB-CH-ORG |  | 4 | {"includerule":[{"includetimepoint":"includealways"}],"includerule(text)":" {{This Rule applies Always}}","reflexrule":[{"reflexruletype":"available","timepoint":"when","item":"lastparameterlisttype","paramlisttype":"Preparation","datasetstatusandlimit":"hasstatus","datasetstatus":"completed","durationtype":"immediately"}],"reflexrule(text)":" {{Make Available}} {{When}} {{All ParameterList of Type}} Preparation {{has Status}} {{Completed or Released if on Worksheet(all datasets)}} {{Immediately}}"} | SA
GB/T 17592_2006_nat_XMN | 1 | 4 | Azo Dyes_LC-MS_5mgkg | 1 | F |  | Yes | Y | 1 | WorkArea | XMN-PS-LAB-CH-ORG |  | 4 | {"includerule":[{"includetimepoint":"includealways"}],"includerule(text)":" {{This Rule applies Always}}","reflexrule":[{"reflexruletype":"available","timepoint":"when","item":"lastparameterlisttype","paramlisttype":"Preparation","datasetstatusandlimit":"hasstatus","datasetstatus":"completed","durationtype":"immediately"}],"reflexrule(text)":" {{Make Available}} {{When}} {{All ParameterList of Type}} Preparation {{has Status}} {{Completed or Released if on Worksheet(all datasets)}} {{Immediately}}"} | SA
GB/T 17592_2006_syn_XMN | 1 | 4 | Azo Dyes_LC-MS_5mgkg | 1 | F |  | Yes | Y | 1 | WorkArea | XMN-PS-LAB-CH-ORG |  | 4 | {"includerule":[{"includetimepoint":"includealways"}],"includerule(text)":" {{This Rule applies Always}}","reflexrule":[{"reflexruletype":"available","timepoint":"when","item":"lastparameterlisttype","paramlisttype":"Preparation","datasetstatusandlimit":"hasstatus","datasetstatus":"completed","durationtype":"immediately"}],"reflexrule(text)":" {{Make Available}} {{When}} {{All ParameterList of Type}} Preparation {{has Status}} {{Completed or Released if on Worksheet(all datasets)}} {{Immediately}}"} | SA
GB/T 19942_2019_XMN | 1 | 4 | Azo Dyes_LC-MS_5mgkg | 1 | F |  | Yes | Y | 1 | WorkArea | XMN-PS-LAB-CH-ORG |  | 4 | {"includerule":[{"includetimepoint":"includealways"}],"includerule(text)":" {{This Rule applies Always}}","reflexrule":[{"reflexruletype":"available","timepoint":"when","item":"lastparameterlisttype","paramlisttype":"Preparation","datasetstatusandlimit":"hasstatus","datasetstatus":"completed","durationtype":"immediately"}],"reflexrule(text)":" {{Make Available}} {{When}} {{All ParameterList of Type}} Preparation {{has Status}} {{Completed or Released if on Worksheet(all datasets)}} {{Immediately}}"} | SA
GTP_Chem_CPS_25103B_2016_nat_XMN | 1 | 4 | Azo Dyes_LC-MS_5mgkg | 1 | F |  | Yes | Y | 1 | WorkArea | XMN-PS-LAB-CH-ORG |  | 4 | {"includerule":[{"includetimepoint":"includealways"}],"includerule(text)":" {{This Rule applies Always}}","reflexrule":[{"reflexruletype":"available","timepoint":"when","item":"lastparameterlisttype","paramlisttype":"Preparation","datasetstatusandlimit":"hasstatus","datasetstatus":"completed","durationtype":"immediately"}],"reflexrule(text)":" {{Make Available}} {{When}} {{All ParameterList of Type}} Preparation {{has Status}} {{Completed or Released if on Worksheet(all datasets)}} {{Immediately}}"} | SA
GTP_Chem_CPS_25103B_2016_syn_XMN | 1 | 4 | Azo Dyes_LC-MS_5mgkg | 1 | F |  | Yes | Y | 1 | WorkArea | XMN-PS-LAB-CH-ORG |  | 4 | {"includerule":[{"includetimepoint":"includealways"}],"includerule(text)":" {{This Rule applies Always}}","reflexrule":[{"reflexruletype":"available","timepoint":"when","item":"lastparameterlisttype","paramlisttype":"Preparation","datasetstatusandlimit":"hasstatus","datasetstatus":"completed","durationtype":"immediately"}],"reflexrule(text)":" {{Make Available}} {{When}} {{All ParameterList of Type}} Preparation {{has Status}} {{Completed or Released if on Worksheet(all datasets)}} {{Immediately}}"} | SA
GTP_Chem_CPS_25193A-2016_XMN | 1 | 4 | Azo Dyes_LC-MS_5mgkg | 1 | F |  | Yes | Y | 1 | WorkArea | XMN-PS-LAB-CH-ORG |  | 4 | {"includerule":[{"includetimepoint":"includealways"}],"includerule(text)":" {{This Rule applies Always}}","reflexrule":[{"reflexruletype":"available","timepoint":"when","item":"lastparameterlisttype","paramlisttype":"Preparation","datasetstatusandlimit":"hasstatus","datasetstatus":"completed","durationtype":"immediately"}],"reflexrule(text)":" {{Make Available}} {{When}} {{All ParameterList of Type}} Preparation {{has Status}} {{Completed or Released if on Worksheet(all datasets)}} {{Immediately}}"} | SA
LFGB BVL B 82.02-2_2013_XMN | 1 | 4 | Azo Dyes_LC-MS_5mgkg | 1 | F |  | Yes | Y | 1 | WorkArea | XMN-PS-LAB-CH-ORG |  | 4 | {"includerule":[{"includetimepoint":"includealways"}],"includerule(text)":" {{This Rule applies Always}}","reflexrule":[{"reflexruletype":"available","timepoint":"when","item":"lastparameterlisttype","paramlisttype":"Preparation","datasetstatusandlimit":"hasstatus","datasetstatus":"completed","durationtype":"immediately"}],"reflexrule(text)":" {{Make Available}} {{When}} {{All ParameterList of Type}} Preparation {{has Status}} {{Completed or Released if on Worksheet(all datasets)}} {{Immediately}}"} | SA
LFGB BVL B 82.02-4_2013_XMN | 1 | 4 | Azo Dyes_LC-MS_5mgkg | 1 | F |  | Yes | Y | 1 | WorkArea | XMN-PS-LAB-CH-ORG |  | 4 | {"includerule":[{"includetimepoint":"includealways"}],"includerule(text)":" {{This Rule applies Always}}","reflexrule":[{"reflexruletype":"available","timepoint":"when","item":"lastparameterlisttype","paramlisttype":"Preparation","datasetstatusandlimit":"hasstatus","datasetstatus":"completed","durationtype":"immediately"}],"reflexrule(text)":" {{Make Available}} {{When}} {{All ParameterList of Type}} Preparation {{has Status}} {{Completed or Released if on Worksheet(all datasets)}} {{Immediately}}"} | SA
GB/T 23344_2009_nat_XMN | 1 | 4 | 4-AAB_LC-MS_5mgkg | 1 | F |  | Yes | Y | 1 | WorkArea | XMN-PS-LAB-CH-ORG |  | 4 | {"includerule":[{"includetimepoint":"includealways"}],"includerule(text)":" {{This Rule applies Always}}","reflexrule":[{"reflexruletype":"available","timepoint":"when","item":"lastparameterlisttype","paramlisttype":"Preparation","datasetstatusandlimit":"hasstatus","datasetstatus":"completed","durationtype":"immediately"}],"reflexrule(text)":" {{Make Available}} {{When}} {{All ParameterList of Type}} Preparation {{has Status}} {{Completed or Released if on Worksheet(all datasets)}} {{Immediately}}"} | SA
GB/T 23344_2009_syn_XMN | 1 | 4 | 4-AAB_LC-MS_5mgkg | 1 | F |  | Yes | Y | 1 | WorkArea | XMN-PS-LAB-CH-ORG |  | 4 | {"includerule":[{"includetimepoint":"includealways"}],"includerule(text)":" {{This Rule applies Always}}","reflexrule":[{"reflexruletype":"available","timepoint":"when","item":"lastparameterlisttype","paramlisttype":"Preparation","datasetstatusandlimit":"hasstatus","datasetstatus":"completed","durationtype":"immediately"}],"reflexrule(text)":" {{Make Available}} {{When}} {{All ParameterList of Type}} Preparation {{has Status}} {{Completed or Released if on Worksheet(all datasets)}} {{Immediately}}"} | SA
GTP_Chem_CPS_25104B_2016_LEA_XMN | 1 | 4 | 4-AAB_LC-MS_5mgkg | 1 | F |  | Yes | Y | 1 | WorkArea | XMN-PS-LAB-CH-ORG |  | 4 | {"includerule":[{"includetimepoint":"includealways"}],"includerule(text)":" {{This Rule applies Always}}","reflexrule":[{"reflexruletype":"available","timepoint":"when","item":"lastparameterlisttype","paramlisttype":"Preparation","datasetstatusandlimit":"hasstatus","datasetstatus":"completed","durationtype":"immediately"}],"reflexrule(text)":" {{Make Available}} {{When}} {{All ParameterList of Type}} Preparation {{has Status}} {{Completed or Released if on Worksheet(all datasets)}} {{Immediately}}"} | SA
GTP_Chem_CPS_25104B_2016_nat_XMN | 1 | 4 | 4-AAB_LC-MS_5mgkg | 1 | F |  | Yes | Y | 1 | WorkArea | XMN-PS-LAB-CH-ORG |  | 4 | {"includerule":[{"includetimepoint":"includealways"}],"includerule(text)":" {{This Rule applies Always}}","reflexrule":[{"reflexruletype":"available","timepoint":"when","item":"lastparameterlisttype","paramlisttype":"Preparation","datasetstatusandlimit":"hasstatus","datasetstatus":"completed","durationtype":"immediately"}],"reflexrule(text)":" {{Make Available}} {{When}} {{All ParameterList of Type}} Preparation {{has Status}} {{Completed or Released if on Worksheet(all datasets)}} {{Immediately}}"} | SA
GTP_Chem_CPS_25104B_2016_syn_XMN | 1 | 4 | 4-AAB_LC-MS_5mgkg | 1 | F |  | Yes | Y | 1 | WorkArea | XMN-PS-LAB-CH-ORG |  | 4 | {"includerule":[{"includetimepoint":"includealways"}],"includerule(text)":" {{This Rule applies Always}}","reflexrule":[{"reflexruletype":"available","timepoint":"when","item":"lastparameterlisttype","paramlisttype":"Preparation","datasetstatusandlimit":"hasstatus","datasetstatus":"completed","durationtype":"immediately"}],"reflexrule(text)":" {{Make Available}} {{When}} {{All ParameterList of Type}} Preparation {{has Status}} {{Completed or Released if on Worksheet(all datasets)}} {{Immediately}}"} | SA
LFGB BVL B 82.02-9_2016_nat_XMN | 1 | 4 | 4-AAB_LC-MS_5mgkg | 1 | F |  | Yes | Y | 1 | WorkArea | XMN-PS-LAB-CH-ORG |  | 4 | {"includerule":[{"includetimepoint":"includealways"}],"includerule(text)":" {{This Rule applies Always}}","reflexrule":[{"reflexruletype":"available","timepoint":"when","item":"lastparameterlisttype","paramlisttype":"Preparation","datasetstatusandlimit":"hasstatus","datasetstatus":"completed","durationtype":"immediately"}],"reflexrule(text)":" {{Make Available}} {{When}} {{All ParameterList of Type}} Preparation {{has Status}} {{Completed or Released if on Worksheet(all datasets)}} {{Immediately}}"} | SA
LFGB BVL B 82.02-9_2016_syn_XMN | 1 | 4 | 4-AAB_LC-MS_5mgkg | 1 | F |  | Yes | Y | 1 | WorkArea | XMN-PS-LAB-CH-ORG |  | 4 | {"includerule":[{"includetimepoint":"includealways"}],"includerule(text)":" {{This Rule applies Always}}","reflexrule":[{"reflexruletype":"available","timepoint":"when","item":"lastparameterlisttype","paramlisttype":"Preparation","datasetstatusandlimit":"hasstatus","datasetstatus":"completed","durationtype":"immediately"}],"reflexrule(text)":" {{Make Available}} {{When}} {{All ParameterList of Type}} Preparation {{has Status}} {{Completed or Released if on Worksheet(all datasets)}} {{Immediately}}"} | SA
DIN EN ISO 23702-1_2019-02_XMN | 1 | 8 | DIN EN ISO 23702-1 | 1 | INV |  | Yes | N |  |  |  |  | 8 | {"includerule":[{"includetimepoint":"includealways"}],"includerule(text)":" {{This Rule applies Always}}","reflexrule":[{"reflexruletype":"available","timepoint":"initially"}],"reflexrule(text)":" {{Make Available}} {{Initially}}"} | FFM
DIN CEN/TS 15968_2010-11_XMN | 1 | 8 | DIN CEN/TS 15968 | 1 | INV |  | Yes | N |  |  |  |  | 8 | {"includerule":[{"includetimepoint":"includealways"}],"includerule(text)":" {{This Rule applies Always}}","reflexrule":[{"reflexruletype":"available","timepoint":"initially"}],"reflexrule(text)":" {{Make Available}} {{Initially}}"} | FFM
DIN EN ISO 4045_2018-09_XMN | 1 | 7 | DIN EN ISO 4045 (IULTCS/IUC 11) | 1 | INV |  | Yes | N |  |  |  |  | 8 | {"includerule":[{"includetimepoint":"includealways"}],"includerule(text)":" {{This Rule applies Always}}","reflexrule":[{"reflexruletype":"available","timepoint":"initially"}],"reflexrule(text)":" {{Make Available}} {{Initially}}"} | FFM
GTP Chem CPS 25171_90 °C_2016-07_XMN | 1 | 4 | GTP_Chem_CPS_25171 90°C | 1 | INV |  | Yes | N |  |  |  |  | 8 | {"includerule":[{"includetimepoint":"includealways"}],"includerule(text)":" {{This Rule applies Always}}","reflexrule":[{"reflexruletype":"available","timepoint":"initially"}],"reflexrule(text)":" {{Make Available}} {{Initially}}"} | FFM
GTP Chem CPS 25171_120 °C_2016-07_XMN | 1 | 4 | GTP_Chem_CPS_25171 120°C | 1 | INV |  | Yes | N |  |  |  |  | 8 | {"includerule":[{"includetimepoint":"includealways"}],"includerule(text)":" {{This Rule applies Always}}","reflexrule":[{"reflexruletype":"available","timepoint":"initially"}],"reflexrule(text)":" {{Make Available}} {{Initially}}"} | FFM
SNR 195651_2015-09_XMN | 1 | 3 | SNR 195651 | 1 | INV |  | Yes | N |  |  |  |  | 8 | {"includerule":[{"includetimepoint":"includealways"}],"includerule(text)":" {{This Rule applies Always}}","reflexrule":[{"reflexruletype":"available","timepoint":"initially"}],"reflexrule(text)":" {{Make Available}} {{Initially}}"} | FFM
PD CR 12471_2002-09_XMN | 1 | 2 | PD CR 12471 | 1 | INV |  | Yes | N |  |  |  |  | 8 | {"includerule":[{"includetimepoint":"includealways"}],"includerule(text)":" {{This Rule applies Always}}","reflexrule":[{"reflexruletype":"available","timepoint":"initially"}],"reflexrule(text)":" {{Make Available}} {{Initially}}"} | FFM
DIN EN 16711-1_2016-02_XMN | 1 | 5 | DIN EN 16711-1 | 1 | INV |  | Yes | N |  |  |  |  | 8 | {"includerule":[{"includetimepoint":"includealways"}],"includerule(text)":" {{This Rule applies Always}}","reflexrule":[{"reflexruletype":"available","timepoint":"initially"}],"reflexrule(text)":" {{Make Available}} {{Initially}}"} | FFM
DIN EN ISO 14362-1_2017-05syn_w/oNaD_XMN | 1 | 5 | DIN EN ISO 14362-1_syn_w/o_dithio | 1 | INV |  | Yes | N |  |  |  |  | 8 | {"includerule":[{"includetimepoint":"includealways"}],"includerule(text)":" {{This Rule applies Always}}","reflexrule":[{"reflexruletype":"available","timepoint":"initially"}],"reflexrule(text)":" {{Make Available}} {{Initially}}"} | FFM
DIN EN ISO 14362-1_2017-05nat_w/oNaD_XMN | 1 | 5 | DIN EN ISO 14362-1_nat_w/o_dithio | 1 | INV |  | Yes | N |  |  |  |  | 8 | {"includerule":[{"includetimepoint":"includealways"}],"includerule(text)":" {{This Rule applies Always}}","reflexrule":[{"reflexruletype":"available","timepoint":"initially"}],"reflexrule(text)":" {{Make Available}} {{Initially}}"} | FFM
DIN EN ISO 14362-1_2017-05_syn_XMN | 1 | 5 | DIN EN ISO 14362-1_syn | 1 | INV |  | Yes | N |  |  |  |  | 8 | {"includerule":[{"includetimepoint":"includealways"}],"includerule(text)":" {{This Rule applies Always}}","reflexrule":[{"reflexruletype":"available","timepoint":"initially"}],"reflexrule(text)":" {{Make Available}} {{Initially}}"} | FFM
DIN EN ISO 14362-1_2017-05_nat_XMN | 1 | 5 | DIN EN ISO 14362-1_nat | 1 | INV |  | Yes | N |  |  |  |  | 8 | {"includerule":[{"includetimepoint":"includealways"}],"includerule(text)":" {{This Rule applies Always}}","reflexrule":[{"reflexruletype":"available","timepoint":"initially"}],"reflexrule(text)":" {{Make Available}} {{Initially}}"} | FFM
DIN EN ISO 14362-3_2017-05_syn_XMN | 1 | 5 | DIN EN ISO 14362-3_syn | 1 | INV |  | Yes | N |  |  |  |  | 8 | {"includerule":[{"includetimepoint":"includealways"}],"includerule(text)":" {{This Rule applies Always}}","reflexrule":[{"reflexruletype":"available","timepoint":"initially"}],"reflexrule(text)":" {{Make Available}} {{Initially}}"} | FFM
DIN EN ISO 14362-3_2017-05_nat_XMN | 1 | 5 | DIN EN ISO 14362-3_nat | 1 | INV |  | Yes | N |  |  |  |  | 8 | {"includerule":[{"includetimepoint":"includealways"}],"includerule(text)":" {{This Rule applies Always}}","reflexrule":[{"reflexruletype":"available","timepoint":"initially"}],"reflexrule(text)":" {{Make Available}} {{Initially}}"} | FFM
DIN EN ISO 17234-1_2020-12_XMN | 1 | 5 | DIN EN ISO 17234-1 (IULTCS/IUC 20-1) | 1 | INV |  | Yes | N |  |  |  |  | 8 | {"includerule":[{"includetimepoint":"includealways"}],"includerule(text)":" {{This Rule applies Always}}","reflexrule":[{"reflexruletype":"available","timepoint":"initially"}],"reflexrule(text)":" {{Make Available}} {{Initially}}"} | FFM
DIN EN ISO 17234-2_2011-06_XMN | 1 | 5 | DIN EN ISO 17234-2(IULTCS/IUC 20-2) | 1 | INV |  | Yes | N |  |  |  |  | 8 | {"includerule":[{"includetimepoint":"includealways"}],"includerule(text)":" {{This Rule applies Always}}","reflexrule":[{"reflexruletype":"available","timepoint":"initially"}],"reflexrule(text)":" {{Make Available}} {{Initially}}"} | FFM
DIN EN 717-3_1996-05_XMN | 1 | 5 | DIN EN 717-3 | 1 | INV |  | Yes | N |  |  |  |  | 8 | {"includerule":[{"includetimepoint":"includealways"}],"includerule(text)":" {{This Rule applies Always}}","reflexrule":[{"reflexruletype":"available","timepoint":"initially"}],"reflexrule(text)":" {{Make Available}} {{Initially}}"} | FFM
DIN EN ISO 17226-1_2019-04_XMN | 1 | 5 | DIN EN ISO 17226-1 (IULTCS/IUC 19) | 1 | INV |  | Yes | N |  |  |  |  | 8 | {"includerule":[{"includetimepoint":"includealways"}],"includerule(text)":" {{This Rule applies Always}}","reflexrule":[{"reflexruletype":"available","timepoint":"initially"}],"reflexrule(text)":" {{Make Available}} {{Initially}}"} | FFM
DIN EN ISO 13365-1_2020-12_XMN | 1 | 5 | DIN EN ISO 13365 (IULTCS/IUC 29) | 1 | INV |  | Yes | N |  |  |  |  | 8 | {"includerule":[{"includetimepoint":"includealways"}],"includerule(text)":" {{This Rule applies Always}}","reflexrule":[{"reflexruletype":"available","timepoint":"initially"}],"reflexrule(text)":" {{Make Available}} {{Initially}}"} | FFM
DIN EN ISO 18254-1_2016-09_XMN | 1 | 5 | DIN EN ISO 18254-1 | 1 | INV |  | Yes | N |  |  |  |  | 8 | {"includerule":[{"includetimepoint":"includealways"}],"includerule(text)":" {{This Rule applies Always}}","reflexrule":[{"reflexruletype":"available","timepoint":"initially"}],"reflexrule(text)":" {{Make Available}} {{Initially}}"} | FFM
DIN EN ISO 18218-1_2015-11_XMN | 1 | 5 | DIN EN ISO 18218-1 | 1 | INV |  | Yes | N |  |  |  |  | 8 | {"includerule":[{"includetimepoint":"includealways"}],"includerule(text)":" {{This Rule applies Always}}","reflexrule":[{"reflexruletype":"available","timepoint":"initially"}],"reflexrule(text)":" {{Make Available}} {{Initially}}"} | FFM
DIN 54231_2005-11_XMN | 1 | 5 | DIN 54231 | 1 | INV |  | Yes | N |  |  |  |  | 8 | {"includerule":[{"includetimepoint":"includealways"}],"includerule(text)":" {{This Rule applies Always}}","reflexrule":[{"reflexruletype":"available","timepoint":"initially"}],"reflexrule(text)":" {{Make Available}} {{Initially}}"} | FFM
DIN CEN ISO/TS 16179_2012-12_XMN | 1 | 5 | DIN CEN ISO/TS 16179 | 1 | INV |  | Yes | N |  |  |  |  | 8 | {"includerule":[{"includetimepoint":"includealways"}],"includerule(text)":" {{This Rule applies Always}}","reflexrule":[{"reflexruletype":"available","timepoint":"initially"}],"reflexrule(text)":" {{Make Available}} {{Initially}}"} | FFM
DIN CEN ISO/TS 16181_2011-10_XMN | 1 | 5 | DIN CEN ISO/TS 16181 | 1 | INV |  | Yes | N |  |  |  |  | 8 | {"includerule":[{"includetimepoint":"includealways"}],"includerule(text)":" {{This Rule applies Always}}","reflexrule":[{"reflexruletype":"available","timepoint":"initially"}],"reflexrule(text)":" {{Make Available}} {{Initially}}"} | FFM
AfPS GS 2019:01 PAK_2019-05_XMN | 1 | 5 | AfPS GS 2019:01 | 1 | INV |  | Yes | N |  |  |  |  | 8 | {"includerule":[{"includetimepoint":"includealways"}],"includerule(text)":" {{This Rule applies Always}}","reflexrule":[{"reflexruletype":"available","timepoint":"initially"}],"reflexrule(text)":" {{Make Available}} {{Initially}}"} | FFM
DIN EN ISO 14389_2014-10_XMN | 1 | 5 | DIN EN ISO 14389 | 1 | INV |  | Yes | N |  |  |  |  | 8 | {"includerule":[{"includetimepoint":"includealways"}],"includerule(text)":" {{This Rule applies Always}}","reflexrule":[{"reflexruletype":"available","timepoint":"initially"}],"reflexrule(text)":" {{Make Available}} {{Initially}}"} | FFM
DIN EN 17137_2019-02_XMN | 1 | 5 | DIN EN 17137 | 1 | INV |  | Yes | N |  |  |  |  | 8 | {"includerule":[{"includetimepoint":"includealways"}],"includerule(text)":" {{This Rule applies Always}}","reflexrule":[{"reflexruletype":"available","timepoint":"initially"}],"reflexrule(text)":" {{Make Available}} {{Initially}}"} | FFM
DIN EN ISO 17070_2015-05_XMN | 1 | 5 | DIN EN ISO 17070 (IULTCS/IUC 25) | 1 | INV |  | Yes | N |  |  |  |  | 8 | {"includerule":[{"includetimepoint":"includealways"}],"includerule(text)":" {{This Rule applies Always}}","reflexrule":[{"reflexruletype":"available","timepoint":"initially"}],"reflexrule(text)":" {{Make Available}} {{Initially}}"} | FFM
DIN EN ISO 18219_2016-02_P_XMN | 1 | 5 | DIN EN ISO 18219 (IULTCS/IUC 30)_P | 1 | INV |  | Yes | N |  |  |  |  | 8 | {"includerule":[{"includetimepoint":"includealways"}],"includerule(text)":" {{This Rule applies Always}}","reflexrule":[{"reflexruletype":"available","timepoint":"initially"}],"reflexrule(text)":" {{Make Available}} {{Initially}}"} | FFM
DIN EN ISO 18219_2016-02_LTH_XMN | 1 | 5 | DIN EN ISO 18219 (IULTCS/IUC 30)_Lth | 1 | INV |  | Yes | N |  |  |  |  | 8 | {"includerule":[{"includetimepoint":"includealways"}],"includerule(text)":" {{This Rule applies Always}}","reflexrule":[{"reflexruletype":"available","timepoint":"initially"}],"reflexrule(text)":" {{Make Available}} {{Initially}}"} | FFM
DIN CEN ISO/TS 16186_2012-12_XMN | 1 | 5 | DIN CEN ISO/TS 16186 | 1 | INV |  | Yes | N |  |  |  |  | 8 | {"includerule":[{"includetimepoint":"includealways"}],"includerule(text)":" {{This Rule applies Always}}","reflexrule":[{"reflexruletype":"available","timepoint":"initially"}],"reflexrule(text)":" {{Make Available}} {{Initially}}"} | FFM
DIN CEN ISO/TS 16189_2013-12_XMN | 1 | 5 | DIN CEN ISO/TS 16189 | 1 | INV |  | Yes | N |  |  |  |  | 8 | {"includerule":[{"includetimepoint":"includealways"}],"includerule(text)":" {{This Rule applies Always}}","reflexrule":[{"reflexruletype":"available","timepoint":"initially"}],"reflexrule(text)":" {{Make Available}} {{Initially}}"} | FFM
DIN EN ISO 17075-2 UV_2017-05_XMN | 1 | 5 | DIN EN ISO 17075-2_UV | 1 | INV |  | Yes | N |  |  |  |  | 8 | {"includerule":[{"includetimepoint":"includealways"}],"includerule(text)":" {{This Rule applies Always}}","reflexrule":[{"reflexruletype":"available","timepoint":"initially"}],"reflexrule(text)":" {{Make Available}} {{Initially}}"} | FFM
DIN EN ISO 17075-2 80°C_2017-05_XMN | 1 | 5 | DIN EN ISO 17075-2_temp | 1 | INV |  | Yes | N |  |  |  |  | 8 | {"includerule":[{"includetimepoint":"includealways"}],"includerule(text)":" {{This Rule applies Always}}","reflexrule":[{"reflexruletype":"available","timepoint":"initially"}],"reflexrule(text)":" {{Make Available}} {{Initially}}"} | FFM
DIN EN ISO 17075-1 UV_2017-05_XMN | 1 | 5 | DIN EN ISO 17075-1 (IULTCS/IUC 18-1)_UV | 1 | INV |  | Yes | N |  |  |  |  | 8 | {"includerule":[{"includetimepoint":"includealways"}],"includerule(text)":" {{This Rule applies Always}}","reflexrule":[{"reflexruletype":"available","timepoint":"initially"}],"reflexrule(text)":" {{Make Available}} {{Initially}}"} | FFM
DIN EN ISO 17075-1 80°C_2017-05_XMN | 1 | 5 | DIN EN ISO 17075-1_temp | 1 | INV |  | Yes | N |  |  |  |  | 8 | {"includerule":[{"includetimepoint":"includealways"}],"includerule(text)":" {{This Rule applies Always}}","reflexrule":[{"reflexruletype":"available","timepoint":"initially"}],"reflexrule(text)":" {{Make Available}} {{Initially}}"} | FFM
DIN EN ISO 14184-1_2011-12_XMN | 1 | 5 | DIN EN ISO 14184-1 | 1 | INV |  | Yes | N |  |  |  |  | 8 | {"includerule":[{"includetimepoint":"includealways"}],"includerule(text)":" {{This Rule applies Always}}","reflexrule":[{"reflexruletype":"available","timepoint":"initially"}],"reflexrule(text)":" {{Make Available}} {{Initially}}"} | FFM
DIN EN ISO 17072-2_2019-07_XMN | 1 | 5 | DIN EN ISO 17072-2 (IULTCS/IUC 27-2) | 1 | INV |  | Yes | N |  |  |  |  | 8 | {"includerule":[{"includetimepoint":"includealways"}],"includerule(text)":" {{This Rule applies Always}}","reflexrule":[{"reflexruletype":"available","timepoint":"initially"}],"reflexrule(text)":" {{Make Available}} {{Initially}}"} | FFM
DIN EN 16711-2_2016-02_XMN | 1 | 5 | DIN EN 16711-2 | 1 | INV |  | Yes | N |  |  |  |  | 8 | {"includerule":[{"includetimepoint":"includealways"}],"includerule(text)":" {{This Rule applies Always}}","reflexrule":[{"reflexruletype":"available","timepoint":"initially"}],"reflexrule(text)":" {{Make Available}} {{Initially}}"} | FFM
DIN EN ISO 17072-1_2019-07_XMN | 1 | 5 | DIN EN ISO 17072-1 (IULTCS/IUC 27-1) | 1 | INV |  | Yes | N |  |  |  |  | 8 | {"includerule":[{"includetimepoint":"includealways"}],"includerule(text)":" {{This Rule applies Always}}","reflexrule":[{"reflexruletype":"available","timepoint":"initially"}],"reflexrule(text)":" {{Make Available}} {{Initially}}"} | FFM
DIN EN ISO 17072-1 water_2019-07_XMN | 1 | 5 | DIN EN ISO 17072-1_water | 1 | INV |  | Yes | N |  |  |  |  | 8 | {"includerule":[{"includetimepoint":"includealways"}],"includerule(text)":" {{This Rule applies Always}}","reflexrule":[{"reflexruletype":"available","timepoint":"initially"}],"reflexrule(text)":" {{Make Available}} {{Initially}}"} | FFM
DIN EN 71-3_2019-08_XMN | 1 | 5 | DIN EN 71-3 | 1 | INV |  | Yes | N |  |  |  |  | 8 | {"includerule":[{"includetimepoint":"includealways"}],"includerule(text)":" {{This Rule applies Always}}","reflexrule":[{"reflexruletype":"available","timepoint":"initially"}],"reflexrule(text)":" {{Make Available}} {{Initially}}"} | FFM
DIN EN 12472_2020-11_XMN | 1 | 5 | DIN EN 12472 | 1 | INV |  | Yes | N |  |  |  |  | 8 | {"includerule":[{"includetimepoint":"includealways"}],"includerule(text)":" {{This Rule applies Always}}","reflexrule":[{"reflexruletype":"available","timepoint":"initially"}],"reflexrule(text)":" {{Make Available}} {{Initially}}"} | FFM
DIN EN 62321-7-1_2016-09_XMN | 1 | 5 | DIN EN 62321-7-1 | 1 | INV |  | Yes | N |  |  |  |  | 8 | {"includerule":[{"includetimepoint":"includealways"}],"includerule(text)":" {{This Rule applies Always}}","reflexrule":[{"reflexruletype":"available","timepoint":"initially"}],"reflexrule(text)":" {{Make Available}} {{Initially}}"} | FFM
DIN EN 62321-7-2_2017-12_Toluene_XMN | 1 | 5 | DIN EN 62321-7-2_Toluene | 1 | INV |  | Yes | N |  |  |  |  | 8 | {"includerule":[{"includetimepoint":"includealways"}],"includerule(text)":" {{This Rule applies Always}}","reflexrule":[{"reflexruletype":"available","timepoint":"initially"}],"reflexrule(text)":" {{Make Available}} {{Initially}}"} | FFM
DIN EN 62321-7-2_2017-12_NMP_XMN | 1 | 5 | DIN EN 62321-7-2_NMP | 1 | INV |  | Yes | N |  |  |  |  | 8 | {"includerule":[{"includetimepoint":"includealways"}],"includerule(text)":" {{This Rule applies Always}}","reflexrule":[{"reflexruletype":"available","timepoint":"initially"}],"reflexrule(text)":" {{Make Available}} {{Initially}}"} | FFM
DIN EN ISO 3071_2020-05_XMN | 1 | 5 | DIN EN ISO 3071 | 1 | INV |  | Yes | N |  |  |  |  | 8 | {"includerule":[{"includetimepoint":"includealways"}],"includerule(text)":" {{This Rule applies Always}}","reflexrule":[{"reflexruletype":"available","timepoint":"initially"}],"reflexrule(text)":" {{Make Available}} {{Initially}}"} | FFM
BVL B 82.02-11_2008-10_XMN | 1 | 5 | BVL B 82.02-11 | 1 | INV |  | Yes | N |  |  |  |  | 8 | {"includerule":[{"includetimepoint":"includealways"}],"includerule(text)":" {{This Rule applies Always}}","reflexrule":[{"reflexruletype":"available","timepoint":"initially"}],"reflexrule(text)":" {{Make Available}} {{Initially}}"} | FFM
BVL B 82.02-11 UV_2008-10_XMN | 1 | 5 | BVL B 82.02-11_UV | 1 | INV |  | Yes | N |  |  |  |  | 8 | {"includerule":[{"includetimepoint":"includealways"}],"includerule(text)":" {{This Rule applies Always}}","reflexrule":[{"reflexruletype":"available","timepoint":"initially"}],"reflexrule(text)":" {{Make Available}} {{Initially}}"} | FFM
BVL B 82.02-11 80°C_2008-10_XMN | 1 | 5 | BVL B 82.02-11_temp | 1 | INV |  | Yes | N |  |  |  |  | 8 | {"includerule":[{"includetimepoint":"includealways"}],"includerule(text)":" {{This Rule applies Always}}","reflexrule":[{"reflexruletype":"available","timepoint":"initially"}],"reflexrule(text)":" {{Make Available}} {{Initially}}"} | FFM
BVL B 82.02-11 IC_2008-10_XMN | 1 | 5 | BVL B 82.02-11_IC | 1 | INV |  | Yes | N |  |  |  |  | 8 | {"includerule":[{"includetimepoint":"includealways"}],"includerule(text)":" {{This Rule applies Always}}","reflexrule":[{"reflexruletype":"available","timepoint":"initially"}],"reflexrule(text)":" {{Make Available}} {{Initially}}"} | FFM
BVL B 82.02-11 80°C IC_2008-10_XMN | 1 | 5 | BVL B 82.02-11_temp_IC | 1 | INV |  | Yes | N |  |  |  |  | 8 | {"includerule":[{"includetimepoint":"includealways"}],"includerule(text)":" {{This Rule applies Always}}","reflexrule":[{"reflexruletype":"available","timepoint":"initially"}],"reflexrule(text)":" {{Make Available}} {{Initially}}"} | FFM
BVL B 82.02-11 UV IC_2008-10_XMN | 1 | 5 | BVL B 82.02-11_UV_IC | 1 | INV |  | Yes | N |  |  |  |  | 8 | {"includerule":[{"includetimepoint":"includealways"}],"includerule(text)":" {{This Rule applies Always}}","reflexrule":[{"reflexruletype":"available","timepoint":"initially"}],"reflexrule(text)":" {{Make Available}} {{Initially}}"} | FFM
GTP Chem CPS 25100_2016-07_XMN | 1 | 5 | GTP_Chem_CPS_25100 | 1 | INV |  | Yes | N |  |  |  |  | 8 | {"includerule":[{"includetimepoint":"includealways"}],"includerule(text)":" {{This Rule applies Always}}","reflexrule":[{"reflexruletype":"available","timepoint":"initially"}],"reflexrule(text)":" {{Make Available}} {{Initially}}"} | FFM
DIN EN ISO 6401_2008-12_XMN | 1 | 5 | DIN EN ISO 6401 | 1 | INV |  | Yes | N |  |  |  |  | 8 | {"includerule":[{"includetimepoint":"includealways"}],"includerule(text)":" {{This Rule applies Always}}","reflexrule":[{"reflexruletype":"available","timepoint":"initially"}],"reflexrule(text)":" {{Make Available}} {{Initially}}"} | FFM
DIN EN ISO 19070_2016-07_XMN | 1 | 5 | DIN EN ISO 19070 | 1 | INV |  | Yes | N |  |  |  |  | 8 | {"includerule":[{"includetimepoint":"includealways"}],"includerule(text)":" {{This Rule applies Always}}","reflexrule":[{"reflexruletype":"available","timepoint":"initially"}],"reflexrule(text)":" {{Make Available}} {{Initially}}"} | FFM
CPSC-CH-E1003-09.1_2011_XMN | 1 | 5 | CPSC-CH-E1003-09.1 | 1 | INV |  | Yes | N |  |  |  |  | 8 | {"includerule":[{"includetimepoint":"includealways"}],"includerule(text)":" {{This Rule applies Always}}","reflexrule":[{"reflexruletype":"available","timepoint":"initially"}],"reflexrule(text)":" {{Make Available}} {{Initially}}"} | FFM
CPSC-CH-E1002-08.3_2012_XMN | 1 | 5 | CPSC-CH-E1002-08.3 | 1 | INV |  | Yes | N |  |  |  |  | 8 | {"includerule":[{"includetimepoint":"includealways"}],"includerule(text)":" {{This Rule applies Always}}","reflexrule":[{"reflexruletype":"available","timepoint":"initially"}],"reflexrule(text)":" {{Make Available}} {{Initially}}"} | FFM
CPSC-CH-E1001-08.3_2012_XMN | 1 | 5 | CPSC-CH-E1001-08.3 | 1 | INV |  | Yes | N |  |  |  |  | 8 | {"includerule":[{"includetimepoint":"includealways"}],"includerule(text)":" {{This Rule applies Always}}","reflexrule":[{"reflexruletype":"available","timepoint":"initially"}],"reflexrule(text)":" {{Make Available}} {{Initially}}"} | FFM
DIN EN 16711-3_2019-08_XMN | 1 | 5 | DIN EN 16711-3 | 1 | INV |  | Yes | N |  |  |  |  | 8 | {"includerule":[{"includetimepoint":"includealways"}],"includerule(text)":" {{This Rule applies Always}}","reflexrule":[{"reflexruletype":"available","timepoint":"initially"}],"reflexrule(text)":" {{Make Available}} {{Initially}}"} | FFM
DIN EN ISO 17881-1_2016-09_XMN | 1 | 5 | DIN EN ISO 17881-1 | 1 | INV |  | Yes | N |  |  |  |  | 8 | {"includerule":[{"includetimepoint":"includealways"}],"includerule(text)":" {{This Rule applies Always}}","reflexrule":[{"reflexruletype":"available","timepoint":"initially"}],"reflexrule(text)":" {{Make Available}} {{Initially}}"} | FFM
DIN EN ISO 17881-2_2016-09_XMN | 1 | 5 | DIN EN ISO 17881-2 | 1 | INV |  | Yes | N |  |  |  |  | 8 | {"includerule":[{"includetimepoint":"includealways"}],"includerule(text)":" {{This Rule applies Always}}","reflexrule":[{"reflexruletype":"available","timepoint":"initially"}],"reflexrule(text)":" {{Make Available}} {{Initially}}"} | FFM
EN ISO 21084_2019-02_XMN | 1 | 5 | EN ISO 21084 | 1 | INV |  | Yes | N |  |  |  |  | 8 | {"includerule":[{"includetimepoint":"includealways"}],"includerule(text)":" {{This Rule applies Always}}","reflexrule":[{"reflexruletype":"available","timepoint":"initially"}],"reflexrule(text)":" {{Make Available}} {{Initially}}"} | FFM
DIN EN ISO 16373-2-2014_XMN | 1 | 5 | DIN EN ISO 16373-2 | 1 | INV |  | Yes | N |  |  |  |  | 5 | {"includerule":[{"includetimepoint":"includealways"}],"includerule(text)":" {{This Rule applies Always}}","reflexrule":[{"reflexruletype":"available","timepoint":"initially"}],"reflexrule(text)":" {{Make Available}} {{Initially}}"} | SA
DIN EN 717-3_1996-05_XMN | 1 | 1 | Weighing | 1 | 1 |  | No | Y | 2 | WorkArea | XMN-PS-LAB-CH-GS |  | 1 |  | FFM
DIN EN 717-3_1996-05_XMN | 1 | 2 | Final Volume 50 ml | 1 | 1 |  | No | Y | 2 | WorkArea | XMN-PS-LAB-CH-GS |  | 2 | {"includerule":[{"includetimepoint":"includealways"}],"includerule(text)":" {{This Rule applies Always}}","reflexrule":[{"reflexruletype":"available","timepoint":"when","item":"priorparameterlist","datasetstatusandlimit":"hasstatus","datasetstatus":"completed","durationtype":"immediately"}],"reflexrule(text)":" {{Make Available}} {{When}} {{Prior ParameterList}} {{has Status}} {{Completed or Released if on Worksheet(all datasets)}} {{Immediately}}"} | FFM
DIN EN 717-3_1996-05_XMN | 1 | 3 | HCHO Release-Wood_UV-VIS_0.1mgl_XMN | 1 | R |  | Yes | Y | 2 | WorkArea | XMN-PS-LAB-CH-INO |  | 3 | {"includerule":[{"includetimepoint":"includealways"}],"includerule(text)":" {{This Rule applies Always}}","reflexrule":[{"reflexruletype":"available","timepoint":"when","item":"lastparameterlisttype","paramlisttype":"Preparation","datasetstatusandlimit":"hasstatus","datasetstatus":"completed","durationtype":"immediately"}],"reflexrule(text)":" {{Make Available}} {{When}} {{All ParameterList of Type}} Preparation {{has Status}} {{Completed or Released if on Worksheet(all datasets)}} {{Immediately}}"} | FFM
DIN EN 12472_2020-11_XMN | 1 | 1 | Surface area | 1 | 1 |  | Yes | Y | 3 | WorkArea | XMN-PS-LAB-CH-GS |  | 1 |  | FFM
DIN EN 12472_2020-11_XMN | 1 | 2 | Final Volume 2 ml | 1 | 1 |  | Yes | Y | 3 | WorkArea | XMN-PS-LAB-CH-GS |  | 2 | {"includerule":[{"includetimepoint":"includealways"}],"includerule(text)":" {{This Rule applies Always}}","reflexrule":[{"reflexruletype":"available","timepoint":"when","item":"priorparameterlist","datasetstatusandlimit":"hasstatus","datasetstatus":"completed","durationtype":"immediately"}],"reflexrule(text)":" {{Make Available}} {{When}} {{Prior ParameterList}} {{has Status}} {{Completed or Released if on Worksheet(all datasets)}} {{Immediately}}"} | FFM
DIN EN 12472_2020-11_XMN | 1 | 3 | Ni Release Coatings_ICP-OES_0.01mgl_XMN | 1 | R |  | Yes | Y | 3 | WorkArea | XMN-PS-LAB-CH-INO |  | 3 | {"includerule":[{"includetimepoint":"includealways"}],"includerule(text)":" {{This Rule applies Always}}","reflexrule":[{"reflexruletype":"available","timepoint":"when","item":"lastparameterlisttype","paramlisttype":"Preparation","datasetstatusandlimit":"hasstatus","datasetstatus":"completed","durationtype":"immediately"}],"reflexrule(text)":" {{Make Available}} {{When}} {{All ParameterList of Type}} Preparation {{has Status}} {{Completed or Released if on Worksheet(all datasets)}} {{Immediately}}"} | FFM
DIN EN ISO 4045_2018-09_XMN | 1 | 1 | Weighing | 1 | 1 |  | Yes | Y | 2 | WorkArea | XMN-PS-LAB-CH-GS |  | 1 |  | FFM
DIN EN ISO 4045_2018-09_XMN | 1 | 2 | Final Volume 50 ml | 1 | 1 |  | Yes | Y | 2 | WorkArea | XMN-PS-LAB-CH-GS |  | 2 | {"includerule":[{"includetimepoint":"includealways"}],"includerule(text)":" {{This Rule applies Always}}","reflexrule":[{"reflexruletype":"available","timepoint":"when","item":"priorparameterlist","datasetstatusandlimit":"hasstatus","datasetstatus":"completed","durationtype":"immediately"}],"reflexrule(text)":" {{Make Available}} {{When}} {{Prior ParameterList}} {{has Status}} {{Completed or Released if on Worksheet(all datasets)}} {{Immediately}}"} | FFM
DIN EN ISO 4045_2018-09_XMN | 1 | 3 | pH - Leather_pH-Meter | 1 | R |  | Yes | Y | 2 | WorkArea | XMN-PS-LAB-CH-INO |  | 3 | {"includerule":[{"includetimepoint":"includealways"}],"includerule(text)":" {{This Rule applies Always}}","reflexrule":[{"reflexruletype":"available","timepoint":"when","item":"lastparameterlisttype","paramlisttype":"Preparation","datasetstatusandlimit":"hasstatus","datasetstatus":"completed","durationtype":"immediately"}],"reflexrule(text)":" {{Make Available}} {{When}} {{All ParameterList of Type}} Preparation {{has Status}} {{Completed or Released if on Worksheet(all datasets)}} {{Immediately}}"} | FFM
DIN EN ISO 4045_2018-09_XMN | 1 | 5 | pH - Leather_pH-Meter DF | 1 | R |  | Yes | Y | 2 | WorkArea | XMN-PS-LAB-CH-INO |  | 5 | {"includerule":[{"includetimepoint":"includealways"}],"includerule(text)":" {{This Rule applies Always}}","reflexrule":[{"reflexruletype":"add","timepoint":"when","item":"parameterlist","paramlistid":"pH - Leather_pH-Meter (Variant:F)","datasetstatusandlimit":"hasparamlimit","paramlimittype":"Range","allorany":"any","parameter":["pH - Value(Standard)"],"paramlimitcondition":"met","datawhen":"dataitemrelease","durationtype":"immediately"}],"reflexrule(text)":" {{Add}} {{When}} {{ParameterList}} pH - Leather_pH-Meter (Variant:F) {{has Param Limit}} Range {{Any}} pH - Value(Standard) {{Met}} {{on DataItem Release}} {{Immediately}}"} | FFM
DIN EN ISO 3071_2020-05_XMN | 1 | 1 | Weighing | 1 | 1 |  | Yes | Y | 2 | WorkArea | XMN-PS-LAB-CH-GS |  | 1 |  | FFM
DIN EN ISO 3071_2020-05_XMN | 1 | 2 | Final Volume 100 ml | 1 | 1 |  | Yes | Y | 2 | WorkArea | XMN-PS-LAB-CH-GS |  | 2 | {"includerule":[{"includetimepoint":"includealways"}],"includerule(text)":" {{This Rule applies Always}}","reflexrule":[{"reflexruletype":"available","timepoint":"when","item":"priorparameterlist","datasetstatusandlimit":"hasstatus","datasetstatus":"completed","durationtype":"immediately"}],"reflexrule(text)":" {{Make Available}} {{When}} {{Prior ParameterList}} {{has Status}} {{Completed or Released if on Worksheet(all datasets)}} {{Immediately}}"} | FFM
DIN EN ISO 3071_2020-05_XMN | 1 | 3 | pH - Textiles_pH-Meter | 1 | R |  | Yes | Y | 2 | WorkArea | XMN-PS-LAB-CH-INO |  | 3 | {"includerule":[{"includetimepoint":"includealways"}],"includerule(text)":" {{This Rule applies Always}}","reflexrule":[{"reflexruletype":"available","timepoint":"when","item":"lastparameterlisttype","paramlisttype":"Preparation","datasetstatusandlimit":"hasstatus","datasetstatus":"completed","durationtype":"immediately"}],"reflexrule(text)":" {{Make Available}} {{When}} {{All ParameterList of Type}} Preparation {{has Status}} {{Completed or Released if on Worksheet(all datasets)}} {{Immediately}}"} | FFM
DIN EN 16711-3_2019-08_XMN | 1 | 1 | Surface area | 1 | 1 |  | Yes | Y | 3 | WorkArea | XMN-PS-LAB-CH-GS |  | 1 |  | FFM
DIN EN 16711-3_2019-08_XMN | 1 | 2 | Final Volume 5 ml | 1 | 1 |  | Yes | Y | 3 | WorkArea | XMN-PS-LAB-CH-GS |  | 2 | {"includerule":[{"includetimepoint":"includealways"}],"includerule(text)":" {{This Rule applies Always}}","reflexrule":[{"reflexruletype":"available","timepoint":"when","item":"priorparameterlist","datasetstatusandlimit":"hasstatus","datasetstatus":"completed","durationtype":"immediately"}],"reflexrule(text)":" {{Make Available}} {{When}} {{Prior ParameterList}} {{has Status}} {{Completed or Released if on Worksheet(all datasets)}} {{Immediately}}"} | FFM
DIN EN 16711-3_2019-08_XMN | 1 | 3 | Lead Release-Saliva_ICP-OES_0.01mgl_XMN | 1 | R |  | Yes | Y | 3 | WorkArea | XMN-PS-LAB-CH-INO |  | 3 | {"includerule":[{"includetimepoint":"includealways"}],"includerule(text)":" {{This Rule applies Always}}","reflexrule":[{"reflexruletype":"available","timepoint":"when","item":"lastparameterlisttype","paramlisttype":"Preparation","datasetstatusandlimit":"hasstatus","datasetstatus":"completed","durationtype":"immediately"}],"reflexrule(text)":" {{Make Available}} {{When}} {{All ParameterList of Type}} Preparation {{has Status}} {{Completed or Released if on Worksheet(all datasets)}} {{Immediately}}"} | FFM
GB/T 7573_2009_XMN | 1 | 3 | pH - Textiles_pH-Meter | 1 | R |  | Yes | Y | 2 | WorkArea | XMN-PS-LAB-CH-INO |  | 3 | {"includerule":[{"includetimepoint":"includealways"}],"includerule(text)":" {{This Rule applies Always}}","reflexrule":[{"reflexruletype":"available","timepoint":"when","item":"lastparameterlisttype","paramlisttype":"Preparation","datasetstatusandlimit":"hasstatus","datasetstatus":"completed","durationtype":"immediately"}],"reflexrule(text)":" {{Make Available}} {{When}} {{All ParameterList of Type}} Preparation {{has Status}} {{Completed or Released if on Worksheet(all datasets)}} {{Immediately}}"} | SA

## Parameter Lists
A Parameter List specifies a group of Parameters that share something in common; for example. a Parameter List named Cube Size might contain the parameters Height. Width and Depth. which will be identified on the next worksheet.
Parameter List ID | Param List Version ID | Variant (Variation of this Parameter List; Parmeter List ID, Version ID and Variant together identify uniqueness) | Description | Modifiable (Y or N) | Approval Type (FK to Approval type) | Limit Rule (FK to Limit Rule ID) | Limit Rule Version | ParamList Type (Procedual or Preparation) | Analyst Training Required (Y or N) | Analyst Training Override (Y or N) | Instrument Type (FK to Instrument Type) | Instrument Model (FK to Instrument Model) | Cancellable (Y or N) | Default Usage Time (minutes) | Effective Date | Testing Lab Type | Testing Lab | Work Area | Auto Assign Rule | Notes | Accredited | Accredited Address Type | Accredited Organization | Accredited Date | Work Area Type | Sub Category | Full Description | SAP PS Code | Price List Item | To be Invoiced | Apply Delete Logic?
Weighing | 1 | 1 |  | Y |  |  |  | Preparation | N | Y |  |  | Y |  |  | Chemistry |  |  | WorkArea
Final Volume 2 ml | 1 | 1 |  | Y |  |  |  | Preparation | N | Y |  |  | Y |  |  | Chemistry |  |  | WorkArea
Final Volume 5 ml | 1 | 1 |  | Y |  |  |  | Preparation | N | Y |  |  | Y |  |  | Chemistry |  |  | WorkArea
Final Volume 7.5 ml | 1 | 1 |  | Y |  |  |  | Preparation | N | Y |  |  | Y |  |  | Chemistry |  |  | WorkArea
Final Volume 10 ml | 1 | 1 |  | Y |  |  |  | Preparation | N | Y |  |  | Y |  |  | Chemistry |  |  | WorkArea
Final Volume 15 ml | 1 | 1 |  | Y |  |  |  | Preparation | N | Y |  |  | Y |  |  | Chemistry |  |  | WorkArea
Final Volume 20 ml | 1 | 1 |  | Y |  |  |  | Preparation | N | Y |  |  | Y |  |  | Chemistry |  |  | WorkArea
Final Volume 50 ml | 1 | 1 |  | Y |  |  |  | Preparation | N | Y |  |  | Y |  |  | Chemistry |  |  | WorkArea
Final Volume 100 ml | 1 | 1 |  | Y |  |  |  | Preparation | N | Y |  |  | Y |  |  | Chemistry |  |  | WorkArea
Surface area | 1 | 1 |  | Y |  |  |  | Preparation | N | Y |  |  | Y |  |  | Chemistry |  |  | WorkArea
Surface weight | 1 | 1 |  | Y |  |  |  | Preparation | N | Y |  |  | Y |  |  | Chemistry |  |  | WorkArea
Azo Dyes_GC-MS_1.0mgl_XMN | 1 | R |  | Y | TLIMS_Result_review | Detection limit | 1 | Procedural | N | Y |  |  | Y |  |  | Chemistry |  |  | WorkArea
4-AAB_GC-MS_1.0mgl_XMN | 1 | R |  | Y | TLIMS_Result_review | Detection limit | 1 | Procedural | N | Y |  |  | Y |  |  | Chemistry |  |  | WorkArea
Allegen+Carcino dyes_LC-MSMS_0.5mgl_XMN | 1 | R |  | Y | TLIMS_Result_review | Detection limit | 1 | Procedural | N | Y |  |  | Y |  |  | Chemistry |  |  | WorkArea
Dimethylfumarate_GC-MS_10µgl_XMN | 1 | R |  | Y | TLIMS_Result_review | Detection limit | 1 | Procedural | N | Y |  |  | Y |  |  | Chemistry |  |  | WorkArea
APEOs_LC-MS_0.5mgl_XMN | 1 | R |  | Y | TLIMS_Result_review | Detection limit | 1 | Procedural | N | Y |  |  | Y |  |  | Chemistry |  |  | WorkArea
PFOA_PFOS_GC-MS_10µgl_XMN | 1 | R |  | Y | TLIMS_Result_review | Detection limit | 1 | Procedural | N | Y |  |  | Y |  |  | Chemistry |  |  | WorkArea
PFOA_PFOS_LC-MSMS_0.5µgl_XMN | 1 | R |  | Y | TLIMS_Result_review | Detection limit | 1 | Procedural | N | Y |  |  | Y |  |  | Chemistry |  |  | WorkArea
Phthalates>7_GC-MS_1.0mgl_XMN | 1 | R |  | Y | TLIMS_Result_review | Detection limit | 1 | Procedural | N | Y |  |  | Y |  |  | Chemistry |  |  | WorkArea
OTC > 6_GC-MS_20µgl_XMN | 1 | R |  | Y | TLIMS_Result_review | Detection limit | 1 | Procedural | N | Y |  |  | Y |  |  | Chemistry |  |  | WorkArea
Chlorinated Phenols_GC-MS_0.01mgl_XMN | 1 | R |  | Y | TLIMS_Result_review | Detection limit | 1 | Procedural | N | Y |  |  | Y |  |  | Chemistry |  |  | WorkArea
Phenols - Others_GC-MS_0.5mgl_XMN | 1 | R |  | Y | TLIMS_Result_review | Detection limit | 1 | Procedural | N | Y |  |  | Y |  |  | Chemistry |  |  | WorkArea
Flame Retardants_LC-MS_0.5mgl_XMN | 1 | R |  | Y | TLIMS_Result_review | Detection limit | 1 | Procedural | N | Y |  |  | Y |  |  | Chemistry |  |  | WorkArea
Flame Retardants_GC-MS_0.25mgl_XMN | 1 | R |  | Y | TLIMS_Result_review | Detection limit | 1 | Procedural | N | Y |  |  | Y |  |  | Chemistry |  |  | WorkArea
Preserving Agents_LC-DAD_0.25mgl_XMN | 1 | R |  | Y | TLIMS_Result_review | Detection limit | 1 | Procedural | N | Y |  |  | Y |  |  | Chemistry |  |  | WorkArea
SCCP + MCCP_GC-CI-MS_10mgl_XMN | 1 | R |  | Y | TLIMS_Result_review | Detection limit | 1 | Procedural | N | Y |  |  | Y |  |  | Chemistry |  |  | WorkArea
COCs_GC-MS_0.01mgl_XMN | 1 | R |  | Y | TLIMS_Result_review | Detection limit | 1 | Procedural | N | Y |  |  | Y |  |  | Chemistry |  |  | WorkArea
Total Vinyl Chloride_GC-MS_0.01mgl_XMN | 1 | R |  | Y | TLIMS_Result_review | Detection limit | 1 | Procedural | N | Y |  |  | Y |  |  | Chemistry |  |  | WorkArea
VOC upto 15_GC-MS_1µg_XMN | 1 | R |  | Y | TLIMS_Result_review | Detection limit | 1 | Procedural | N | Y |  |  | Y |  |  | Chemistry |  |  | WorkArea
VOC >15_GC-MS_1µg_XMN | 1 | R |  | Y | TLIMS_Result_review | Detection limit | 1 | Procedural | N | Y |  |  | Y |  |  | Chemistry |  |  | WorkArea
HCHO Content-Leather_LC-DAD_0.1mgl_XMN | 1 | R |  | Y | TLIMS_Result_review | Detection limit | 1 | Procedural | N | Y |  |  | Y |  |  | Chemistry |  |  | WorkArea
HCHO Content-Textile_UV-VIS_0.1mgl_XMN | 1 | R |  | Y | TLIMS_Result_review | Detection limit | 1 | Procedural | N | Y |  |  | Y |  |  | Chemistry |  |  | WorkArea
HCHO Release-Wood_UV-VIS_0.1mgl_XMN | 1 | R |  | Y | TLIMS_Result_review | Detection limit | 1 | Procedural | N | Y |  |  | Y |  |  | Chemistry |  |  | WorkArea
Dimethylformamide_GC-MS_1mgl_XMN | 1 | R |  | Y | TLIMS_Result_review | Detection limit | 1 | Procedural | N | Y |  |  | Y |  |  | Chemistry |  |  | WorkArea
Ni Release Coatings_ICP-OES_0.01mgl_XMN | 1 | R |  | Y | TLIMS_Result_review | Detection limit | 1 | Procedural | N | Y |  |  | Y |  |  | Chemistry |  |  | WorkArea
Extract Metals-Txt_ICP-MS_0.4µgl_XMN | 1 | R |  | Y | TLIMS_Result_review | Detection limit | 1 | Procedural | N | Y |  |  | Y |  |  | Chemistry |  |  | WorkArea
Extract Metals-Lth_ICP-MS_0.4µgl_XMN | 1 | R |  | Y | TLIMS_Result_review | Detection limit | 1 | Procedural | N | Y |  |  | Y |  |  | Chemistry |  |  | WorkArea
Total HM-digest-Txt_ICP-OES_0.04mgL_XMN | 1 | R |  | Y | TLIMS_Result_review | Detection limit | 1 | Procedural | N | Y |  |  | Y |  |  | Chemistry |  |  | WorkArea
Total lead -Paint_ICP-OES_0.04mgl_XMN | 1 | R |  | Y | TLIMS_Result_review | Detection limit | 1 | Procedural | N | Y |  |  | Y |  |  | Chemistry |  |  | WorkArea
Total Lead-Non metal_ICP-OES_0.04mgl_XMN | 1 | R |  | Y | TLIMS_Result_review | Detection limit | 1 | Procedural | N | Y |  |  | Y |  |  | Chemistry |  |  | WorkArea
Total Pb+Cd - Metals_ICP-OES_0.04mgl_XMN | 1 | R |  | Y | TLIMS_Result_review | Detection limit | 1 | Procedural | N | Y |  |  | Y |  |  | Chemistry |  |  | WorkArea
Chromium VI -Ageing_UVVIS_0.008mgl_XMN | 1 | R |  | Y | TLIMS_Result_review | Detection limit | 1 | Procedural | N | Y |  |  | Y |  |  | Chemistry |  |  | WorkArea
CrVI -Ageing_HPLC-PCR-DAD_0.02mgl_XMN | 1 | R |  | Y | TLIMS_Result_review | Detection limit | 1 | Procedural | N | Y |  |  | Y |  |  | Chemistry |  |  | WorkArea
CrVI without ageing_UVVIS_0.008mgl_XMN | 1 | R |  | Y | TLIMS_Result_review | Detection limit | 1 | Procedural | N | Y |  |  | Y |  |  | Chemistry |  |  | WorkArea
CrVI w/o ageing_HPLC-PCR-DAD_0.02mgl_XMN | 1 | R |  | Y | TLIMS_Result_review | Detection limit | 1 | Procedural | N | Y |  |  | Y |  |  | Chemistry |  |  | WorkArea
CrVI-UV ageing-B02_UVVIS_0.008mgl_XMN | 1 | R |  | Y | TLIMS_Result_review | Detection limit | 1 | Procedural | N | Y |  |  | Y |  |  | Chemistry |  |  | WorkArea
CrVI-UVag-HPLC-PCR-DAD_0.02mgl_XMN | 1 | R |  | Y | TLIMS_Result_review | Detection limit | 1 | Procedural | N | Y |  |  | Y |  |  | Chemistry |  |  | WorkArea
Total Metals Leather_ICP-OES_0.04mgL_XMN | 1 | R |  | Y | TLIMS_Result_review | Detection limit | 1 | Procedural | N | Y |  |  | Y |  |  | Chemistry |  |  | WorkArea
2-MBT_LC-DAD_0.5mgl_XMN | 1 | R |  | Y | TLIMS_Result_review | Detection limit | 1 | Procedural | N | Y |  |  | Y |  |  | Chemistry |  |  | WorkArea
NMP leather_GC-MS_1mgl_XMN | 1 | R |  | Y | TLIMS_Result_review | Detection limit | 1 | Procedural | N | Y |  |  | Y |  |  | Chemistry |  |  | WorkArea
Lead Release-Saliva_ICP-OES_0.01mgl_XMN | 1 | R |  | Y | TLIMS_Result_review | Detection limit | 1 | Procedural | N | Y |  |  | Y |  |  | Chemistry |  |  | WorkArea
19 elements-toys_ICP-MS_0.4µgl_XMN | 1 | R |  | Y | TLIMS_Result_review | Detection limit | 1 | Procedural | N | Y |  |  | Y |  |  | Chemistry |  |  | WorkArea
RoHS-CrVI-coat_UVVIS_0.008mgl_XMN | 1 | R |  | Y | TLIMS_Result_review | Detection limit | 1 | Procedural | N | Y |  |  | Y |  |  | Chemistry |  |  | WorkArea
RoHS-CrVI-poly_UVVIS_0.008mgl_XMN | 1 | R |  | Y | TLIMS_Result_review | Detection limit | 1 | Procedural | N | Y |  |  | Y |  |  | Chemistry |  |  | WorkArea
DIN EN 16711-1 | 1 | INV |  | N |  |  |  |  | N |  |  |  | Y | [16 empty] | Y
DIN EN ISO 14362-1_syn | 1 | INV |  | N |  |  |  |  | N |  |  |  | Y | [16 empty] | Y
DIN EN ISO 14362-1_nat | 1 | INV |  | N |  |  |  |  | N |  |  |  | Y | [16 empty] | Y
DIN EN ISO 14362-3_syn | 1 | INV |  | N |  |  |  |  | N |  |  |  | Y | [16 empty] | Y
DIN EN ISO 14362-3_nat | 1 | INV |  | N |  |  |  |  | N |  |  |  | Y | [16 empty] | Y
DIN EN ISO 17234-1 (IULTCS/IUC 20-1) | 1 | INV |  | N |  |  |  |  | N |  |  |  | Y | [16 empty] | Y
DIN EN ISO 17234-2(IULTCS/IUC 20-2) | 1 | INV |  | N |  |  |  |  | N |  |  |  | Y | [16 empty] | Y
DIN EN ISO 17226-1 (IULTCS/IUC 19) | 1 | INV |  | N |  |  |  |  | N |  |  |  | Y | [16 empty] | Y
DIN EN ISO 13365 (IULTCS/IUC 29) | 1 | INV |  | N |  |  |  |  | N |  |  |  | Y | [16 empty] | Y
DIN CEN/TS 15968 | 1 | INV |  | N |  |  |  |  | N |  |  |  | Y | [16 empty] | Y
DIN EN ISO 23702-1 | 1 | INV |  | N |  |  |  |  | N |  |  |  | Y | [16 empty] | Y
DIN EN ISO 18254-1 | 1 | INV |  | N |  |  |  |  | N |  |  |  | Y | [16 empty] | Y
DIN EN ISO 18218-1 | 1 | INV |  | N |  |  |  |  | N |  |  |  | Y | [16 empty] | Y
DIN 54231 | 1 | INV |  | N |  |  |  |  | N |  |  |  | Y | [16 empty] | Y
DIN CEN ISO/TS 16179 | 1 | INV |  | N |  |  |  |  | N |  |  |  | Y | [16 empty] | Y
DIN CEN ISO/TS 16181 | 1 | INV |  | N |  |  |  |  | N |  |  |  | Y | [16 empty] | Y
AfPS GS 2019:01 | 1 | INV |  | N |  |  |  |  | N |  |  |  | Y | [16 empty] | Y
DIN EN ISO 14389 | 1 | INV |  | N |  |  |  |  | N |  |  |  | Y | [16 empty] | Y
DIN EN 17137 | 1 | INV |  | N |  |  |  |  | N |  |  |  | Y | [16 empty] | Y
DIN EN ISO 17070 (IULTCS/IUC 25) | 1 | INV |  | N |  |  |  |  | N |  |  |  | Y | [16 empty] | Y
DIN EN ISO 18219 (IULTCS/IUC 30)_P | 1 | INV |  | N |  |  |  |  | N |  |  |  | Y | [16 empty] | Y
DIN EN ISO 18219 (IULTCS/IUC 30)_Lth | 1 | INV |  | N |  |  |  |  | N |  |  |  | Y | [16 empty] | Y
DIN CEN ISO/TS 16186 | 1 | INV |  | N |  |  |  |  | N |  |  |  | Y | [16 empty] | Y
DIN CEN ISO/TS 16189 | 1 | INV |  | N |  |  |  |  | N |  |  |  | Y | [16 empty] | Y
DIN EN ISO 17075-2_UV | 1 | INV |  | N |  |  |  |  | N |  |  |  | Y | [16 empty] | Y
DIN EN ISO 17075-2_temp | 1 | INV |  | N |  |  |  |  | N |  |  |  | Y | [16 empty] | Y
DIN EN ISO 17075-1 (IULTCS/IUC 18-1)_UV | 1 | INV |  | N |  |  |  |  | N |  |  |  | Y | [16 empty] | Y
DIN EN ISO 17075-1_temp | 1 | INV |  | N |  |  |  |  | N |  |  |  | Y | [16 empty] | Y
DIN EN ISO 14184-1 | 1 | INV |  | N |  |  |  |  | N |  |  |  | Y | [16 empty] | Y
DIN EN ISO 17072-2 (IULTCS/IUC 27-2) | 1 | INV |  | N |  |  |  |  | N |  |  |  | Y | [16 empty] | Y
DIN EN 16711-2 | 1 | INV |  | N |  |  |  |  | N |  |  |  | Y | [16 empty] | Y
DIN EN ISO 17072-1_water | 1 | INV |  | N |  |  |  |  | N |  |  |  | Y | [16 empty] | Y
DIN EN ISO 17072-1 (IULTCS/IUC 27-1) | 1 | INV |  | N |  |  |  |  | N |  |  |  | Y | [16 empty] | Y
DIN EN 71-3 | 1 | INV |  | N |  |  |  |  | N |  |  |  | Y | [16 empty] | Y
DIN EN 12472 | 1 | INV |  | N |  |  |  |  | N |  |  |  | Y | [16 empty] | Y
DIN EN 62321-7-1 | 1 | INV |  | N |  |  |  |  | N |  |  |  | Y | [16 empty] | Y
DIN EN 62321-7-2_Toluene | 1 | INV |  | N |  |  |  |  | N |  |  |  | Y | [16 empty] | Y
DIN EN 62321-7-2_NMP | 1 | INV |  | N |  |  |  |  | N |  |  |  | Y | [16 empty] | Y
DIN EN ISO 4045 (IULTCS/IUC 11) | 1 | INV |  | N |  |  |  |  | N |  |  |  | Y | [16 empty] | Y
DIN EN ISO 3071 | 1 | INV |  | N |  |  |  |  | N |  |  |  | Y | [16 empty] | Y
GTP_Chem_CPS_25171 90°C | 1 | INV |  | N |  |  |  |  | N |  |  |  | Y | [16 empty] | Y
GTP_Chem_CPS_25171 120°C | 1 | INV |  | N |  |  |  |  | N |  |  |  | Y | [16 empty] | Y
BVL B 82.02-11_IC | 1 | INV |  | N |  |  |  |  | N |  |  |  | Y | [16 empty] | Y
BVL B 82.02-11_temp_IC | 1 | INV |  | N |  |  |  |  | N |  |  |  | Y | [16 empty] | Y
BVL B 82.02-11_UV_IC | 1 | INV |  | N |  |  |  |  | N |  |  |  | Y | [16 empty] | Y
BVL B 82.02-11 | 1 | INV |  | N |  |  |  |  | N |  |  |  | Y | [16 empty] | Y
BVL B 82.02-11_temp | 1 | INV |  | N |  |  |  |  | N |  |  |  | Y | [16 empty] | Y
BVL B 82.02-11_UV | 1 | INV |  | N |  |  |  |  | N |  |  |  | Y | [16 empty] | Y
DIN EN 717-3 | 1 | INV |  | N |  |  |  |  | N |  |  |  | Y | [16 empty] | Y
GTP_Chem_CPS_25100 | 1 | INV |  | N |  |  |  |  | N |  |  |  | Y | [16 empty] | Y
DIN EN ISO 6401 | 1 | INV |  | N |  |  |  |  | N |  |  |  | Y | [16 empty] | Y
DIN EN ISO 19070 | 1 | INV |  | N |  |  |  |  | N |  |  |  | Y | [16 empty] | Y
CPSC-CH-E1003-09.1 | 1 | INV |  | N |  |  |  |  | N |  |  |  | Y | [16 empty] | Y
CPSC-CH-E1002-08.3 | 1 | INV |  | N |  |  |  |  | N |  |  |  | Y | [16 empty] | Y
CPSC-CH-E1001-08.3 | 1 | INV |  | N |  |  |  |  | N |  |  |  | Y | [16 empty] | Y
SNR 195651 | 1 | INV |  | N |  |  |  |  | N |  |  |  | Y | [16 empty] | Y
PD CR 12471 | 1 | INV |  | N |  |  |  |  | N |  |  |  | Y | [16 empty] | Y
DIN EN 16711-3 | 1 | INV |  | N |  |  |  |  | N |  |  |  | Y | [16 empty] | Y
DIN EN ISO 17881-1 | 1 | INV |  | N |  |  |  |  | N |  |  |  | Y | [16 empty] | Y
DIN EN ISO 17881-2 | 1 | INV |  | N |  |  |  |  | N |  |  |  | Y | [16 empty] | Y
DIN EN ISO 14362-1_syn_w/o_dithio | 1 | INV |  | N |  |  |  |  | N |  |  |  | Y | [16 empty] | Y
DIN EN ISO 14362-1_nat_w/o_dithio | 1 | INV |  | N |  |  |  |  | N |  |  |  | Y | [16 empty] | Y
EN ISO 21084 | 1 | INV |  | N |  |  |  |  | N |  |  |  | Y | [16 empty] | Y
Odour | 1 | R | NA | Y | TLIMS_Result_review | Detection limit | 1 | Preparation | N | Y |  |  | Y |  |  | Chemistry |  |  | WorkArea
Odour | 1 | F | NA | Y | TLIMS_Result_review | Detection limit | 1 | Preparation | N | Y |  |  | Y |  |  | Chemistry |  |  | WorkArea
Odour | 1 | E | NA | Y | TLIMS_Result_review | Detection limit | 1 | Preparation | N | Y |  |  | Y |  |  | Chemistry |  |  | WorkArea
Nickel Spot test | 1 | F | PS3510 | Y | TLIMS_Result_review | Detection limit | 1 | Preparation | N | Y |  |  | Y |  |  | Chemistry |  |  | WorkArea
Nickel Spot test | 1 | E | PS3510 | Y | TLIMS_Result_review | Detection limit | 1 | Preparation | N | Y |  |  | Y |  |  | Chemistry |  |  | WorkArea
Sum of PAHs_GC-MS_0.2mgkg | 1 | F | PS3005 | Y | TLIMS_Result_review | Detection limit | 1 | Procedural | N | Y | Agilent GC-MS |  | Y |  |  | Chemistry |  |  | WorkArea
Sum of PAHs_GC-MS_0.2mgkg | 1 | E | PS3005 | Y | TLIMS_Result_review | Detection limit | 1 | Procedural | N | Y | Agilent GC-MS |  | Y |  |  | Chemistry |  |  | WorkArea
Dimethylfumarate_GC-MS_0.1mgkg | 1 | F | PS3007 | Y | TLIMS_Result_review | Detection limit | 1 | Procedural | N | Y | Agilent GC-MS |  | Y |  |  | Chemistry |  |  | WorkArea
Dimethylfumarate_GC-MS_0.1mgkg | 1 | E | PS3007 | Y | TLIMS_Result_review | Detection limit | 1 | Procedural | N | Y | Agilent GC-MS |  | Y |  |  | Chemistry |  |  | WorkArea
PFOA_PFOS_GC-CI-MS_0.5µgm² | 1 | F | PS3010 | Y | TLIMS_Result_review | Detection limit | 1 | Procedural | N | Y | Agilent GC-MS |  | Y |  |  | Chemistry |  |  | WorkArea
PFOA_PFOS_GC-CI-MS_0.5µgm² | 1 | E | PS3010 | Y | TLIMS_Result_review | Detection limit | 1 | Procedural | N | Y | Agilent GC-MS |  | Y |  |  | Chemistry |  |  | WorkArea
Phthalates>7_GC-MS_100mgkg | 1 | F | PS3012 | Y | TLIMS_Result_review | Detection limit | 1 | Procedural | N | Y | Agilent GC-MS |  | Y |  |  | Chemistry |  |  | WorkArea
Phthalates>7_GC-MS_100mgkg | 1 | E | PS3012 | Y | TLIMS_Result_review | Detection limit | 1 | Procedural | N | Y | Agilent GC-MS |  | Y |  |  | Chemistry |  |  | WorkArea
OTC > 6_GC-MS_0.025mgkg | 1 | F | PS3014 | Y | TLIMS_Result_review | Detection limit | 1 | Procedural | N | Y | Agilent GC-MS |  | Y |  |  | Chemistry |  |  | WorkArea
OTC > 6_GC-MS_0.025mgkg | 1 | E | PS3014 | Y | TLIMS_Result_review | Detection limit | 1 | Procedural | N | Y | Agilent GC-MS |  | Y |  |  | Chemistry |  |  | WorkArea
Chlorinated Phenols_GC-MS_0.05mgkg | 1 | F | PS3017 | Y | TLIMS_Result_review | Detection limit | 1 | Procedural | N | Y | Agilent GC-MS |  | Y |  |  | Chemistry |  |  | WorkArea
Chlorinated Phenols_GC-MS_0.05mgkg | 1 | E | PS3017 | Y | TLIMS_Result_review | Detection limit | 1 | Procedural | N | Y | Agilent GC-MS |  | Y |  |  | Chemistry |  |  | WorkArea
Flame Retardants_GC-MS_5mgkg | 1 | F | PS3019 | Y | TLIMS_Result_review | Detection limit | 1 | Procedural | N | Y | Agilent GC-MS |  | Y |  |  | Chemistry |  |  | WorkArea
Flame Retardants_GC-MS_5mgkg | 1 | E | PS3019 | Y | TLIMS_Result_review | Detection limit | 1 | Procedural | N | Y | Agilent GC-MS |  | Y |  |  | Chemistry |  |  | WorkArea
SCCP + MCCP_GC-CI-MS_100mgkg | 1 | F | PS3022 | Y | TLIMS_Result_review | Detection limit | 1 | Procedural | N | Y | Agilent GC-MS |  | Y |  |  | Chemistry |  |  | WorkArea
SCCP + MCCP_GC-CI-MS_100mgkg | 1 | E | PS3022 | Y | TLIMS_Result_review | Detection limit | 1 | Procedural | N | Y | Agilent GC-MS |  | Y |  |  | Chemistry |  |  | WorkArea
COCs_GC-MS_0.1mgkg | 1 | F | PS3023 | Y | TLIMS_Result_review | Detection limit | 1 | Procedural | N | Y | Agilent GC-MS |  | Y |  |  | Chemistry |  |  | WorkArea
COCs_GC-MS_0.1mgkg | 1 | E | PS3023 | Y | TLIMS_Result_review | Detection limit | 1 | Procedural | N | Y | Agilent GC-MS |  | Y |  |  | Chemistry |  |  | WorkArea
Total Vinyl Chloride_GC-MS_0.5mgkg | 1 | F | PS3024 | Y | TLIMS_Result_review | Detection limit | 1 | Procedural | N | Y | Agilent GC-MS |  | Y |  |  | Chemistry |  |  | WorkArea
Total Vinyl Chloride_GC-MS_0.5mgkg | 1 | E | PS3024 | Y | TLIMS_Result_review | Detection limit | 1 | Procedural | N | Y | Agilent GC-MS |  | Y |  |  | Chemistry |  |  | WorkArea
VOC upto 15_GC-MS_1mgkg | 1 | F | PS3025 | Y | TLIMS_Result_review | Detection limit | 1 | Procedural | N | Y | Agilent GC-MS |  | Y |  |  | Chemistry |  |  | WorkArea
VOC upto 15_GC-MS_1mgkg | 1 | E | PS3025 | Y | TLIMS_Result_review | Detection limit | 1 | Procedural | N | Y | Agilent GC-MS |  | Y |  |  | Chemistry |  |  | WorkArea
VOC >15_GC-MS_1mgkg | 1 | F | PS3026 | Y | TLIMS_Result_review | Detection limit | 1 | Procedural | N | Y | Agilent GC-MS |  | Y |  |  | Chemistry |  |  | WorkArea
VOC >15_GC-MS_1mgkg | 1 | E | PS3026 | Y | TLIMS_Result_review | Detection limit | 1 | Procedural | N | Y | Agilent GC-MS |  | Y |  |  | Chemistry |  |  | WorkArea
Dimethylformamide_GC-MS_10mgkg | 1 | F | PS3098 | Y | TLIMS_Result_review | Detection limit | 1 | Procedural | N | Y | Agilent GC-MS |  | Y |  |  | Chemistry |  |  | WorkArea
Dimethylformamide_GC-MS_10mgkg | 1 | E | PS3098 | Y | TLIMS_Result_review | Detection limit | 1 | Procedural | N | Y | Agilent GC-MS |  | Y |  |  | Chemistry |  |  | WorkArea
NMP leather_GC-MS_10mgkg | 1 | F | PS3183 | Y | TLIMS_Result_review | Detection limit | 1 | Procedural | N | Y | Agilent GC-MS |  | Y |  |  | Chemistry |  |  | WorkArea
NMP leather_GC-MS_10mgkg | 1 | E | PS3183 | Y | TLIMS_Result_review | Detection limit | 1 | Procedural | N | Y | Agilent GC-MS |  | Y |  |  | Chemistry |  |  | WorkArea
Phenols - Others_GC-MS_10mgkg | 1 | F | PS3018 | Y | TLIMS_Result_review | Detection limit | 1 | Procedural | N | Y | Agilent GC-MS |  | Y |  |  | Chemistry |  |  | WorkArea
Phenols - Others_GC-MS_10mgkg | 1 | E | PS3018 | Y | TLIMS_Result_review | Detection limit | 1 | Procedural | N | Y | Agilent GC-MS |  | Y |  |  | Chemistry |  |  | WorkArea
Ni Release Coatings_ICP-MS_0.05µgcm²week | 1 | F | PS3509 | Y | TLIMS_Result_review | Detection limit | 1 | Procedural | N | Y | Agilent ICP-MS |  | Y |  |  | Chemistry |  |  | WorkArea
Ni Release Coatings_ICP-MS_0.05µgcm²week | 1 | E | PS3509 | Y | TLIMS_Result_review | Detection limit | 1 | Procedural | N | Y | Agilent ICP-MS |  | Y |  |  | Chemistry |  |  | WorkArea
Ni Release noncoats_ICP-MS_0.05µgcm²week | 1 | F | PS3511 | Y | TLIMS_Result_review | Detection limit | 1 | Procedural | N | Y | Agilent ICP-MS |  | Y |  |  | Chemistry |  |  | WorkArea
Ni Release noncoats_ICP-MS_0.05µgcm²week | 1 | E | PS3511 | Y | TLIMS_Result_review | Detection limit | 1 | Procedural | N | Y | Agilent ICP-MS |  | Y |  |  | Chemistry |  |  | WorkArea
Extract Metals-Txt_ICP-MS_0.1mgkg | 1 | F | PS3517 | Y | TLIMS_Result_review | Detection limit | 1 | Procedural | N | Y | Agilent ICP-MS |  | Y |  |  | Chemistry |  |  | WorkArea
Extract Metals-Txt_ICP-MS_0.1mgkg | 1 | E | PS3517 | Y | TLIMS_Result_review | Detection limit | 1 | Procedural | N | Y | Agilent ICP-MS |  | Y |  |  | Chemistry |  |  | WorkArea
Extract Metals-Lth_ICP-MS_0.1mgkg | 1 | F | PS3613 | Y | TLIMS_Result_review | Detection limit | 1 | Procedural | N | Y | Agilent ICP-MS |  | Y |  |  | Chemistry |  |  | WorkArea
Extract Metals-Lth_ICP-MS_0.1mgkg | 1 | E | PS3613 | Y | TLIMS_Result_review | Detection limit | 1 | Procedural | N | Y | Agilent ICP-MS |  | Y |  |  | Chemistry |  |  | WorkArea
Total HM-digest-Txt_ICP-OES_0.04mgL_XMN | 1 | R | PS3669 | Y | TLIMS_Result_review | Detection limit | 1 | Procedural | N | Y | Agilent ICP-MS |  | Y |  |  | Chemistry |  |  | WorkArea
Total HM-digest-Txt_ICP-MS_5mgkg | 1 | F | PS3669 | Y | TLIMS_Result_review | Detection limit | 1 | Procedural | N | Y | Agilent ICP-MS |  | Y |  |  | Chemistry |  |  | WorkArea
Total HM-digest-Txt_ICP-MS_5mgkg | 1 | E | PS3669 | Y | TLIMS_Result_review | Detection limit | 1 | Procedural | N | Y | Agilent ICP-MS |  | Y |  |  | Chemistry |  |  | WorkArea
Total lead -Paint_ICP-MS_5mgkg | 1 | F | PS3518 | Y | TLIMS_Result_review | Detection limit | 1 | Procedural | N | Y | Agilent ICP-MS |  | Y |  |  | Chemistry |  |  | WorkArea
Total lead -Paint_ICP-MS_5mgkg | 1 | E | PS3518 | Y | TLIMS_Result_review | Detection limit | 1 | Procedural | N | Y | Agilent ICP-MS |  | Y |  |  | Chemistry |  |  | WorkArea
Total Lead-Non metal_ICP-MS_5mgkg | 1 | F | PS3519 | Y | TLIMS_Result_review | Detection limit | 1 | Procedural | N | Y | Agilent ICP-MS |  | Y |  |  | Chemistry |  |  | WorkArea
Total Lead-Non metal_ICP-MS_5mgkg | 1 | E | PS3519 | Y | TLIMS_Result_review | Detection limit | 1 | Procedural | N | Y | Agilent ICP-MS |  | Y |  |  | Chemistry |  |  | WorkArea
Total Pb+Cd - Metals_ICP-MS_5mgkg | 1 | F | PS3520 | Y | TLIMS_Result_review | Detection limit | 1 | Procedural | N | Y | Agilent ICP-MS |  | Y |  |  | Chemistry |  |  | WorkArea
Total Pb+Cd - Metals_ICP-MS_5mgkg | 1 | E | PS3520 | Y | TLIMS_Result_review | Detection limit | 1 | Procedural | N | Y | Agilent ICP-MS |  | Y |  |  | Chemistry |  |  | WorkArea
19 elements-toys_ICP-MS | 1 | F | N.A. | Y | TLIMS_Result_review | Detection limit | 1 | Procedural | N | Y | Agilent ICP-MS |  | Y |  |  | Chemistry |  |  | WorkArea
19 elements-toys_ICP-MS | 1 | E | N.A. | Y | TLIMS_Result_review | Detection limit | 1 | Procedural | N | Y | Agilent ICP-MS |  | Y |  |  | Chemistry |  |  | WorkArea
Total Metals Leather_ICP-OES_0.04mgL_XMN | 1 | R | PS3545 | Y | TLIMS_Result_review | Detection limit | 1 | Procedural | N | Y | Agilent ICP-MS |  | Y |  |  | Chemistry |  |  | WorkArea
Total Metals Leather_ICP-MS_10mgkg | 1 | F | PS3545 | Y | TLIMS_Result_review | Detection limit | 1 | Procedural | N | Y | Agilent ICP-MS |  | Y |  |  | Chemistry |  |  | WorkArea
Total Metals Leather_ICP-MS_10mgkg | 1 | E | PS3545 | Y | TLIMS_Result_review | Detection limit | 1 | Procedural | N | Y | Agilent ICP-MS |  | Y |  |  | Chemistry |  |  | WorkArea
Lead Release-Saliva_ICP-MS_0.002µgcm²hr | 1 | F | N.A. | Y | TLIMS_Result_review | Detection limit | 1 | Procedural | N | Y | Agilent ICP-MS |  | Y |  |  | Chemistry |  |  | WorkArea
Lead Release-Saliva_ICP-MS_0.002µgcm²hr | 1 | E | N.A. | Y | TLIMS_Result_review | Detection limit | 1 | Procedural | N | Y | Agilent ICP-MS |  | Y |  |  | Chemistry |  |  | WorkArea
Azo Dyes_LC-MSMS_5mgkg | 1 | F | PS3002 | Y | TLIMS_Result_review | Detection limit | 1 | Procedural | N | Y | Agilent LC-MS |  | Y |  |  | Chemistry |  |  | WorkArea
Azo Dyes_LC-MSMS_5mgkg | 1 | E | PS3002 | Y | TLIMS_Result_review | Detection limit | 1 | Procedural | N | Y | Agilent LC-MS |  | Y |  |  | Chemistry |  |  | WorkArea
4-AAB_LC-MSMS_5mgkg | 1 | F | PS3003 | Y | TLIMS_Result_review | Detection limit | 1 | Procedural | N | Y | Agilent LC-MS |  | Y |  |  | Chemistry |  |  | WorkArea
4-AAB_LC-MSMS_5mgkg | 1 | E | PS3003 | Y | TLIMS_Result_review | Detection limit | 1 | Procedural | N | Y | Agilent LC-MS |  | Y |  |  | Chemistry |  |  | WorkArea
Allegen+Carcino dyes_LC-MSMS_7.5mgkg | 1 | F | PS3006 | Y | TLIMS_Result_review | Detection limit | 1 | Procedural | N | Y | Agilent LC-MS |  | Y |  |  | Chemistry |  |  | WorkArea
Allegen+Carcino dyes_LC-MSMS_7.5mgkg | 1 | E | PS3006 | Y | TLIMS_Result_review | Detection limit | 1 | Procedural | N | Y | Agilent LC-MS |  | Y |  |  | Chemistry |  |  | WorkArea
APEOs_LC-MSMS_10mgkg | 1 | F | PS3009 | Y | TLIMS_Result_review | Detection limit | 1 | Procedural | N | Y | Agilent LC-MS |  | Y |  |  | Chemistry |  |  | WorkArea
APEOs_LC-MSMS_10mgkg | 1 | E | PS3009 | Y | TLIMS_Result_review | Detection limit | 1 | Procedural | N | Y | Agilent LC-MS |  | Y |  |  | Chemistry |  |  | WorkArea
PFOA_PFOS_LC-MSMS_0.5µgm² | 1 | F | PS3010 | Y | TLIMS_Result_review | Detection limit | 1 | Procedural | N | Y | Agilent LC-MS |  | Y |  |  | Chemistry |  |  | WorkArea
PFOA_PFOS_LC-MSMS_0.5µgm² | 1 | E | PS3010 | Y | TLIMS_Result_review | Detection limit | 1 | Procedural | N | Y | Agilent LC-MS |  | Y |  |  | Chemistry |  |  | WorkArea
Flame Retardants_LC-MS_2mgkg | 1 | F | PS3019 | Y | TLIMS_Result_review | Detection limit | 1 | Procedural | N | Y | Agilent LC-MS |  | Y |  |  | Chemistry |  |  | WorkArea
Flame Retardants_LC-MS_2mgkg | 1 | E | PS3019 | Y | TLIMS_Result_review | Detection limit | 1 | Procedural | N | Y | Agilent LC-MS |  | Y |  |  | Chemistry |  |  | WorkArea
Preserving Agents_LC-DAD_10mgkg | 1 | F | PS3021 | Y | TLIMS_Result_review | Detection limit | 1 | Procedural | N | Y | Agilent LC-DAD |  | Y |  |  | Chemistry |  |  | WorkArea
Preserving Agents_LC-DAD_10mgkg | 1 | E | PS3021 | Y | TLIMS_Result_review | Detection limit | 1 | Procedural | N | Y | Agilent LC-DAD |  | Y |  |  | Chemistry |  |  | WorkArea
HCHO Content-Leather_LC-DAD_5mgkg | 1 | F | PS3046 | Y | TLIMS_Result_review | Detection limit | 1 | Procedural | N | Y | Agilent LC-DAD |  | Y |  |  | Chemistry |  |  | WorkArea
HCHO Content-Leather_LC-DAD_5mgkg | 1 | E | PS3046 | Y | TLIMS_Result_review | Detection limit | 1 | Procedural | N | Y | Agilent LC-DAD |  | Y |  |  | Chemistry |  |  | WorkArea
HCHO Content-Textile_UVVIS_16mgkg | 1 | F | PS3047 | Y | TLIMS_Result_review | Detection limit | 1 | Procedural | N | Y | Agilent UVVIS |  | Y |  |  | Chemistry |  |  | WorkArea
HCHO Content-Textile_UVVIS_16mgkg | 1 | E | PS3047 | Y | TLIMS_Result_review | Detection limit | 1 | Procedural | N | Y | Agilent UVVIS |  | Y |  |  | Chemistry |  |  | WorkArea
HCHO Release-Wood_UV-VIS_10mgkg | 1 | F | PS3168 | Y | TLIMS_Result_review | Detection limit | 1 | Procedural | N | Y | Agilent UVVIS |  | Y |  |  | Chemistry |  |  | WorkArea
HCHO Release-Wood_UV-VIS_10mgkg | 1 | E | PS3168 | Y | TLIMS_Result_review | Detection limit | 1 | Procedural | N | Y | Agilent UVVIS |  | Y |  |  | Chemistry |  |  | WorkArea
Chromium VI -Ageing_UVVIS_3mgkg | 1 | F | PS3527 | Y | TLIMS_Result_review | Detection limit | 1 | Procedural | N | Y | Agilent UVVIS |  | Y |  |  | Chemistry |  |  | WorkArea
Chromium VI -Ageing_UVVIS_3mgkg | 1 | E | PS3527 | Y | TLIMS_Result_review | Detection limit | 1 | Procedural | N | Y | Agilent UVVIS |  | Y |  |  | Chemistry |  |  | WorkArea
CrVI -Ageing_IC-PCR-UVVIS_3mgkg | 1 | F | N.A. | Y | TLIMS_Result_review | Detection limit | 1 | Procedural | N | Y | Metrohm IC |  | Y |  |  | Chemistry |  |  | WorkArea
CrVI -Ageing_IC-PCR-UVVIS_3mgkg | 1 | E | N.A. | Y | TLIMS_Result_review | Detection limit | 1 | Procedural | N | Y | Metrohm IC |  | Y |  |  | Chemistry |  |  | WorkArea
CrVI without ageing_UVVIS_3mgkg | 1 | F | PS3528 | Y | TLIMS_Result_review | Detection limit | 1 | Procedural | N | Y | Agilent UVVIS |  | Y |  |  | Chemistry |  |  | WorkArea
CrVI without ageing_UVVIS_3mgkg | 1 | E | PS3528 | Y | TLIMS_Result_review | Detection limit | 1 | Procedural | N | Y | Agilent UVVIS |  | Y |  |  | Chemistry |  |  | WorkArea
CrVI without ageing_IC-PCR-UVVIS_3mgkg | 1 | F | PS3528 | Y | TLIMS_Result_review | Detection limit | 1 | Procedural | N | Y | Metrohm IC |  | Y |  |  | Chemistry |  |  | WorkArea
CrVI without ageing_IC-PCR-UVVIS_3mgkg | 1 | E | PS3528 | Y | TLIMS_Result_review | Detection limit | 1 | Procedural | N | Y | Metrohm IC |  | Y |  |  | Chemistry |  |  | WorkArea
CrVI-UV ageing-B02_UVVIS_3mgkg | 1 | F | PS3529 | Y | TLIMS_Result_review | Detection limit | 1 | Procedural | N | Y | Agilent UVVIS |  | Y |  |  | Chemistry |  |  | WorkArea
CrVI-UV ageing-B02_UVVIS_3mgkg | 1 | E | PS3529 | Y | TLIMS_Result_review | Detection limit | 1 | Procedural | N | Y | Agilent UVVIS |  | Y |  |  | Chemistry |  |  | WorkArea
CrVI-UV ageing-ICPCR_IC-PCR-UVVIS_3mgkg | 1 | F | PS3676 | Y | TLIMS_Result_review | Detection limit | 1 | Procedural | N | Y | Metrohm IC |  | Y |  |  | Chemistry |  |  | WorkArea
CrVI-UV ageing-ICPCR_IC-PCR-UVVIS_3mgkg | 1 | E | PS3676 | Y | TLIMS_Result_review | Detection limit | 1 | Procedural | N | Y | Metrohm IC |  | Y |  |  | Chemistry |  |  | WorkArea
pH - Textiles_pH-Meter | 1 | R | PS3535 | Y | TLIMS_Result_review | Detection limit | 1 | Procedural | N | Y | WTW pH-Meter |  | Y |  |  | Chemistry |  |  | WorkArea
pH - Textiles_pH-Meter | 1 | F | PS3535 | Y | TLIMS_Result_review | Detection limit | 1 | Procedural | N | Y | WTW pH-Meter |  | Y |  |  | Chemistry |  |  | WorkArea
pH - Textiles_pH-Meter | 1 | E | PS3535 | Y | TLIMS_Result_review | Detection limit | 1 | Procedural | N | Y | WTW pH-Meter |  | Y |  |  | Chemistry |  |  | WorkArea
pH - Leather_pH-Meter | 1 | R | PS3537 | Y | TLIMS_Result_review | Detection limit | 1 | Procedural | N | Y | WTW pH-Meter |  | Y |  |  | Chemistry |  |  | WorkArea
pH - Leather_pH-Meter | 1 | F | PS3537 | Y | TLIMS_Result_review | Detection limit | 1 | Procedural | N | Y | WTW pH-Meter |  | Y |  |  | Chemistry |  |  | WorkArea
pH - Leather_pH-Meter | 1 | E | PS3537 | Y | TLIMS_Result_review | Detection limit | 1 | Procedural | N | Y | WTW pH-Meter |  | Y |  |  | Chemistry |  |  | WorkArea
pH - Leather_pH-Difference Figure | 1 | F | PS3537 | Y | TLIMS_Result_review | Detection limit | 1 | Procedural | N | Y | WTW pH-Meter |  | Y |  |  | Chemistry |  |  | WorkArea
pH - Leather_pH-Meter DF | 1 | R | PS3537 | Y | TLIMS_Result_review | Detection limit | 1 | Procedural | N | Y | WTW pH-Meter |  | Y |  |  | Chemistry |  |  | WorkArea
2-MBT_LC-DAD_10mgkg | 1 | F | PS3148 | Y | TLIMS_Result_review | Detection limit | 1 | Procedural | N | Y | Agilent LC-DAD |  | Y |  |  | Chemistry |  |  | WorkArea
2-MBT_LC-DAD_10mgkg | 1 | E | PS3148 | Y | TLIMS_Result_review | Detection limit | 1 | Procedural | N | Y | Agilent LC-DAD |  | Y |  |  | Chemistry |  |  | WorkArea
RoHS-CrVI-coat_UVVIS_0.1µgcm² | 1 | F | NA | Y | TLIMS_Result_review | Detection limit | 1 | Procedural | N | Y | Agilent UVVIS |  | Y |  |  | Chemistry |  |  | WorkArea
RoHS-CrVI-coat_UVVIS_0.1µgcm² | 1 | E | NA | Y | TLIMS_Result_review | Detection limit | 1 | Procedural | N | Y | Agilent UVVIS |  | Y |  |  | Chemistry |  |  | WorkArea
RoHS-CrVI-poly_UVVIS_100 mgkg | 1 | F | NA | Y | TLIMS_Result_review | Detection limit | 1 | Procedural | N | Y | Agilent UVVIS |  | Y |  |  | Chemistry |  |  | WorkArea
RoHS-CrVI-poly_UVVIS_100 mgkg | 1 | E | NA | Y | TLIMS_Result_review | Detection limit | 1 | Procedural | N | Y | Agilent UVVIS |  | Y |  |  | Chemistry |  |  | WorkArea

## Parameter List Parameters
This worksheet allows you to associate Parameters with Parameter Lists and to define its many attributes.
Parameter List ID (Fk to Parameter List ID) | Param List Version ID FK to Param List Version ID | Variant (Variation of this Parameter List; Parmeter List ID, Version ID and Variant together identify uniqueness.) | Parameter ID (Fk to Parameter ID) | Type (Fk to the Param Type reference type) | Sequence (The order of this Parameter in this Parameter List) | Data Type | Replicates | Mandatory (Y or N) | Defer Transform (Y or N) | Default Value | Display Format | Display Width (Width [in pixels] of the cell in the Data Entry page. Automatic if null.) | Display Units (Fk to Unit ID) | Transformation Rule (An expression) | Display Under Param | SDC (FK to SDC) | Reference (FK to Reference Type) | Calculation Rule (An expression) | Alias | Instrument Field | Edit Style (FK to Editor Style SDC) | Web Look Up URL | Extended SQL | Mapping Param ID (Fk to Parameters) | Mapping Param Type (Fk to Param Types) | Uncertainty-Function (An expression) | Uncertainty-Format | Uncertainty-Asymmetric | QC Transfer Flag | Report
Azo Dyes_LC-MSMS_5mgkg | 1 | E | 2,4-Diaminotoluene | Standard | 1 | Numeric | 1 | Y | N |  | [sigfig;2] |  | mg/kg
Azo Dyes_LC-MSMS_5mgkg | 1 | E | o-Toluidine | Standard | 1 | Numeric | 1 | Y | N |  | [sigfig;2] |  | mg/kg
Azo Dyes_LC-MSMS_5mgkg | 1 | E | Benzidine | Standard | 1 | Numeric | 1 | Y | N |  | [sigfig;2] |  | mg/kg
Azo Dyes_LC-MSMS_5mgkg | 1 | E | 4-Chloroaniline | Standard | 1 | Numeric | 1 | Y | N |  | [sigfig;2] |  | mg/kg
Azo Dyes_LC-MSMS_5mgkg | 1 | E | 3,3-Dimethoxybenzidine | Standard | 1 | Numeric | 1 | Y | N |  | [sigfig;2] |  | mg/kg
Azo Dyes_LC-MSMS_5mgkg | 1 | E | 3,3-Dimethylbenzidine | Standard | 1 | Numeric | 1 | Y | N |  | [sigfig;2] |  | mg/kg
Azo Dyes_LC-MSMS_5mgkg | 1 | E | 4-Aminobiphenyl | Standard | 1 | Numeric | 1 | Y | N |  | [sigfig;2] |  | mg/kg
Azo Dyes_LC-MSMS_5mgkg | 1 | E | p-Cresidine | Standard | 1 | Numeric | 1 | Y | N |  | [sigfig;2] |  | mg/kg
Azo Dyes_LC-MSMS_5mgkg | 1 | E | o-Anisidine | Standard | 1 | Numeric | 1 | Y | N |  | [sigfig;2] |  | mg/kg
Azo Dyes_LC-MSMS_5mgkg | 1 | E | 2,4-Xylidine | Standard | 1 | Numeric | 1 | Y | N |  | [sigfig;2] |  | mg/kg
Azo Dyes_LC-MSMS_5mgkg | 1 | E | 4,4-Methylenedianiline | Standard | 1 | Numeric | 1 | Y | N |  | [sigfig;2] |  | mg/kg
Azo Dyes_LC-MSMS_5mgkg | 1 | E | 4-Chloro-o-toluidine | Standard | 1 | Numeric | 1 | Y | N |  | [sigfig;2] |  | mg/kg
Azo Dyes_LC-MSMS_5mgkg | 1 | E | 2,4-Diaminoanisole | Standard | 1 | Numeric | 1 | Y | N |  | [sigfig;2] |  | mg/kg
Azo Dyes_LC-MSMS_5mgkg | 1 | E | 2,2-Dichloro-4,4-methylenedianiline | Standard | 1 | Numeric | 1 | Y | N |  | [sigfig;2] |  | mg/kg
Azo Dyes_LC-MSMS_5mgkg | 1 | E | 2,4,5-Trimethylaniline | Standard | 1 | Numeric | 1 | Y | N |  | [sigfig;2] |  | mg/kg
Azo Dyes_LC-MSMS_5mgkg | 1 | E | 4,4-Oxydianiline | Standard | 1 | Numeric | 1 | Y | N |  | [sigfig;2] |  | mg/kg
Azo Dyes_LC-MSMS_5mgkg | 1 | E | 2,6-Xylidine | Standard | 1 | Numeric | 1 | Y | N |  | [sigfig;2] |  | mg/kg
Azo Dyes_LC-MSMS_5mgkg | 1 | E | 3,3-Dichlorobenzidine | Standard | 1 | Numeric | 1 | Y | N |  | [sigfig;2] |  | mg/kg
Azo Dyes_LC-MSMS_5mgkg | 1 | E | 2-Naphthylamine | Standard | 1 | Numeric | 1 | Y | N |  | [sigfig;2] |  | mg/kg
Azo Dyes_LC-MSMS_5mgkg | 1 | E | 4,4-Methylenedi-o-toluidine | Standard | 1 | Numeric | 1 | Y | N |  | [sigfig;2] |  | mg/kg
Azo Dyes_LC-MSMS_5mgkg | 1 | E | 4,4-Thiodianiline | Standard | 1 | Numeric | 1 | Y | N |  | [sigfig;2] |  | mg/kg
Azo Dyes_LC-MSMS_5mgkg | 1 | E | 5-Nitro-o-toluidine | Standard | 1 | Numeric | 1 | Y | N |  | [sigfig;2] |  | mg/kg
Azo Dyes_LC-MSMS_5mgkg | 1 | E | p-Phenylenediamine | Standard | 1 | Numeric | 1 | Y | N |  | [sigfig;2] |  | mg/kg
Azo Dyes_LC-MSMS_5mgkg | 1 | E | Aniline | Standard | 1 | Numeric | 1 | Y | N |  | [sigfig;2] |  | mg/kg
Azo Dyes_LC-MSMS_5mgkg | 1 | E | 4-Chloro-o-toluidine HCl | Standard | 1 | Numeric | 1 | Y | N |  | [sigfig;2] |  | mg/kg
Azo Dyes_LC-MSMS_5mgkg | 1 | E | 2-Naphtylammonium acetate | Standard | 1 | Numeric | 1 | Y | N |  | [sigfig;2] |  | mg/kg
Azo Dyes_LC-MSMS_5mgkg | 1 | E | 2,4-Diaminoanisole sulphate | Standard | 1 | Numeric | 1 | Y | N |  | [sigfig;2] |  | mg/kg
Azo Dyes_LC-MSMS_5mgkg | 1 | E | 2,4,5-Trimethylaniline HCl | Standard | 1 | Numeric | 1 | Y | N |  | [sigfig;2] |  | mg/kg
Azo Dyes_LC-MSMS_5mgkg | 1 | E | o-Aminoazotoluene | Standard | 1 | Numeric | 1 | Y | N |  | [sigfig;2] |  | mg/kg
Azo Dyes_LC-MSMS_5mgkg | 1 | E | 4-Aminoazobenzene | Standard | 1 | Numeric | 1 | Y | N |  | [sigfig;2] |  | mg/kg
4-AAB_LC-MSMS_5mgkg | 1 | E | 4-Aminoazobenzene | Standard | 1 | Numeric | 1 | Y | N |  | [sigfig;2] |  | mg/kg
Sum of PAHs_GC-MS_0.2mgkg | 1 | E | Benzo(a)pyrene | Standard | 1 | Numeric | 1 | Y | N |  | [sigfig;2] |  | mg/kg
Sum of PAHs_GC-MS_0.2mgkg | 1 | E | Benzo(e)pyrene | Standard | 1 | Numeric | 1 | Y | N |  | [sigfig;2] |  | mg/kg
Sum of PAHs_GC-MS_0.2mgkg | 1 | E | Benzo(a)anthracene | Standard | 1 | Numeric | 1 | Y | N |  | [sigfig;2] |  | mg/kg
Sum of PAHs_GC-MS_0.2mgkg | 1 | E | Dibenzo(a,h)anthracene | Standard | 1 | Numeric | 1 | Y | N |  | [sigfig;2] |  | mg/kg
Sum of PAHs_GC-MS_0.2mgkg | 1 | E | Benzo(b)fluoranthene | Standard | 1 | Numeric | 1 | Y | N |  | [sigfig;2] |  | mg/kg
Sum of PAHs_GC-MS_0.2mgkg | 1 | E | Benzo(j)fluoranthene | Standard | 1 | Numeric | 1 | Y | N |  | [sigfig;2] |  | mg/kg
Sum of PAHs_GC-MS_0.2mgkg | 1 | E | Benzo(k)fluoranthene | Standard | 1 | Numeric | 1 | Y | N |  | [sigfig;2] |  | mg/kg
Sum of PAHs_GC-MS_0.2mgkg | 1 | E | Chrysene | Standard | 1 | Numeric | 1 | Y | N |  | [sigfig;2] |  | mg/kg
Sum of PAHs_GC-MS_0.2mgkg | 1 | E | Acenaphthene | Standard | 1 | Numeric | 1 | Y | N |  | [sigfig;2] |  | mg/kg
Sum of PAHs_GC-MS_0.2mgkg | 1 | E | Acenaphthylene | Standard | 1 | Numeric | 1 | Y | N |  | [sigfig;2] |  | mg/kg
Sum of PAHs_GC-MS_0.2mgkg | 1 | E | Anthracene | Standard | 1 | Numeric | 1 | Y | N |  | [sigfig;2] |  | mg/kg
Sum of PAHs_GC-MS_0.2mgkg | 1 | E | Benzo(ghi)perylene | Standard | 1 | Numeric | 1 | Y | N |  | [sigfig;2] |  | mg/kg
Sum of PAHs_GC-MS_0.2mgkg | 1 | E | Fluoranthene | Standard | 1 | Numeric | 1 | Y | N |  | [sigfig;2] |  | mg/kg
Sum of PAHs_GC-MS_0.2mgkg | 1 | E | Fluroene | Standard | 1 | Numeric | 1 | Y | N |  | [sigfig;2] |  | mg/kg
Sum of PAHs_GC-MS_0.2mgkg | 1 | E | Indeno(1,2,3-cd)pyrene | Standard | 1 | Numeric | 1 | Y | N |  | [sigfig;2] |  | mg/kg
Sum of PAHs_GC-MS_0.2mgkg | 1 | E | Naphthalene | Standard | 1 | Numeric | 1 | Y | N |  | [sigfig;2] |  | mg/kg
Sum of PAHs_GC-MS_0.2mgkg | 1 | E | Phenanthrene | Standard | 1 | Numeric | 1 | Y | N |  | [sigfig;2] |  | mg/kg
Sum of PAHs_GC-MS_0.2mgkg | 1 | E | Pyrene | Standard | 1 | Numeric | 1 | Y | N |  | [sigfig;2] |  | mg/kg
Sum of PAHs_GC-MS_0.2mgkg | 1 | E | Dibenzo(a,e)pyrene | Standard | 1 | Numeric | 1 | Y | N |  | [sigfig;2] |  | mg/kg
Sum of PAHs_GC-MS_0.2mgkg | 1 | E | Dibenzo(a,h)pyrene | Standard | 1 | Numeric | 1 | Y | N |  | [sigfig;2] |  | mg/kg
Sum of PAHs_GC-MS_0.2mgkg | 1 | E | Dibenzo(a,i)pyrene | Standard | 1 | Numeric | 1 | Y | N |  | [sigfig;2] |  | mg/kg
Sum of PAHs_GC-MS_0.2mgkg | 1 | E | Dibenzo(a,l)pyrene | Standard | 1 | Numeric | 1 | Y | N |  | [sigfig;2] |  | mg/kg
Sum of PAHs_GC-MS_0.2mgkg | 1 | E | 1-Methylpyrene | Standard | 1 | Numeric | 1 | Y | N |  | [sigfig;2] |  | mg/kg
Sum of PAHs_GC-MS_0.2mgkg | 1 | E | Cyclopenta(cd)pyrene | Standard | 1 | Numeric | 1 | Y | N |  | [sigfig;2] |  | mg/kg
Sum of PAHs_GC-MS_0.2mgkg | 1 | E | Anthanthrene | Standard | 1 | Numeric | 1 | Y | N |  | [sigfig;2] |  | mg/kg
Sum of PAHs_GC-MS_0.2mgkg | 1 | E | Benzo(c)fluorene | Standard | 1 | Numeric | 1 | Y | N |  | [sigfig;2] |  | mg/kg
Sum of PAHs_GC-MS_0.2mgkg | 1 | E | Benzo(b)naphtho(2,1-d)thiophene | Standard | 1 | Numeric | 1 | Y | N |  | [sigfig;2] |  | mg/kg
Sum of PAHs_GC-MS_0.2mgkg | 1 | E | 5-Methylchrysene | Standard | 1 | Numeric | 1 | Y | N |  | [sigfig;2] |  | mg/kg
Sum of PAHs_GC-MS_0.2mgkg | 1 | E | Benzo(b+j)fluoranthene (Sum) | Standard | 1 | Numeric | 1 | Y | N |  | [sigfig;2] |  | mg/kg
Sum of PAHs_GC-MS_0.2mgkg | 1 | E | Sum of quantified GS PAH | Standard | 1 | Numeric | 1 | Y | N |  | [sigfig;2] |  | mg/kg
Sum of PAHs_GC-MS_0.2mgkg | 1 | E | Sum of quantified PAH | Standard | 1 | Numeric | 1 | Y | N |  | [sigfig;2] |  | mg/kg
Allegen+Carcino dyes_LC-MSMS_7.5mgkg | 1 | E | Quinoline | Standard | 1 | Numeric | 1 | Y | N |  | [sigfig;2] |  | mg/kg
Allegen+Carcino dyes_LC-MSMS_7.5mgkg | 1 | E | Disperse Blue 1 | Standard | 1 | Numeric | 1 | Y | N |  | [sigfig;2] |  | mg/kg
Allegen+Carcino dyes_LC-MSMS_7.5mgkg | 1 | E | Disperse Blue 3 | Standard | 1 | Numeric | 1 | Y | N |  | [sigfig;2] |  | mg/kg
Allegen+Carcino dyes_LC-MSMS_7.5mgkg | 1 | E | Disperse Blue 7 | Standard | 1 | Numeric | 1 | Y | N |  | [sigfig;2] |  | mg/kg
Allegen+Carcino dyes_LC-MSMS_7.5mgkg | 1 | E | Disperse Blue 26 | Standard | 1 | Numeric | 1 | Y | N |  | [sigfig;2] |  | mg/kg
Allegen+Carcino dyes_LC-MSMS_7.5mgkg | 1 | E | Disperse Blue 35 | Standard | 1 | Numeric | 1 | Y | N |  | [sigfig;2] |  | mg/kg
Allegen+Carcino dyes_LC-MSMS_7.5mgkg | 1 | E | Disperse Blue 102 | Standard | 1 | Numeric | 1 | Y | N |  | [sigfig;2] |  | mg/kg
Allegen+Carcino dyes_LC-MSMS_7.5mgkg | 1 | E | Disperse Blue 106 | Standard | 1 | Numeric | 1 | Y | N |  | [sigfig;2] |  | mg/kg
Allegen+Carcino dyes_LC-MSMS_7.5mgkg | 1 | E | Disperse Blue 124 | Standard | 1 | Numeric | 1 | Y | N |  | [sigfig;2] |  | mg/kg
Allegen+Carcino dyes_LC-MSMS_7.5mgkg | 1 | E | Disperse Brown 1 | Standard | 1 | Numeric | 1 | Y | N |  | [sigfig;2] |  | mg/kg
Allegen+Carcino dyes_LC-MSMS_7.5mgkg | 1 | E | Disperse Orange 1 | Standard | 1 | Numeric | 1 | Y | N |  | [sigfig;2] |  | mg/kg
Allegen+Carcino dyes_LC-MSMS_7.5mgkg | 1 | E | Disperse Orange 3 | Standard | 1 | Numeric | 1 | Y | N |  | [sigfig;2] |  | mg/kg
Allegen+Carcino dyes_LC-MSMS_7.5mgkg | 1 | E | Disperse Orange 37 | Standard | 1 | Numeric | 1 | Y | N |  | [sigfig;2] |  | mg/kg
Allegen+Carcino dyes_LC-MSMS_7.5mgkg | 1 | E | Disperse Red 1 | Standard | 1 | Numeric | 1 | Y | N |  | [sigfig;2] |  | mg/kg
Allegen+Carcino dyes_LC-MSMS_7.5mgkg | 1 | E | Disperse Red 11 | Standard | 1 | Numeric | 1 | Y | N |  | [sigfig;2] |  | mg/kg
Allegen+Carcino dyes_LC-MSMS_7.5mgkg | 1 | E | Disperse Red 17 | Standard | 1 | Numeric | 1 | Y | N |  | [sigfig;2] |  | mg/kg
Allegen+Carcino dyes_LC-MSMS_7.5mgkg | 1 | E | Disperse Yellow 1 | Standard | 1 | Numeric | 1 | Y | N |  | [sigfig;2] |  | mg/kg
Allegen+Carcino dyes_LC-MSMS_7.5mgkg | 1 | E | Disperse Yellow 3 | Standard | 1 | Numeric | 1 | Y | N |  | [sigfig;2] |  | mg/kg
Allegen+Carcino dyes_LC-MSMS_7.5mgkg | 1 | E | Disperse Yellow 9 | Standard | 1 | Numeric | 1 | Y | N |  | [sigfig;2] |  | mg/kg
Allegen+Carcino dyes_LC-MSMS_7.5mgkg | 1 | E | Disperse Yellow 39 | Standard | 1 | Numeric | 1 | Y | N |  | [sigfig;2] |  | mg/kg
Allegen+Carcino dyes_LC-MSMS_7.5mgkg | 1 | E | Disperse Yellow 49 | Standard | 1 | Numeric | 1 | Y | N |  | [sigfig;2] |  | mg/kg
Allegen+Carcino dyes_LC-MSMS_7.5mgkg | 1 | E | Disperse Yellow 23 | Standard | 1 | Numeric | 1 | Y | N |  | [sigfig;2] |  | mg/kg
Allegen+Carcino dyes_LC-MSMS_7.5mgkg | 1 | E | Disperse Orange 149 | Standard | 1 | Numeric | 1 | Y | N |  | [sigfig;2] |  | mg/kg
Allegen+Carcino dyes_LC-MSMS_7.5mgkg | 1 | E | 4-Aminoazobenzene | Standard | 1 | Numeric | 1 | Y | N |  | [sigfig;2] |  | mg/kg
Allegen+Carcino dyes_LC-MSMS_7.5mgkg | 1 | E | Solvent Yellow 2 | Standard | 1 | Numeric | 1 | Y | N |  | [sigfig;2] |  | mg/kg
Allegen+Carcino dyes_LC-MSMS_7.5mgkg | 1 | E | o-Aminoazotoluene | Standard | 1 | Numeric | 1 | Y | N |  | [sigfig;2] |  | mg/kg
Allegen+Carcino dyes_LC-MSMS_7.5mgkg | 1 | E | Basic Red 9 | Standard | 1 | Numeric | 1 | Y | N |  | [sigfig;2] |  | mg/kg
Allegen+Carcino dyes_LC-MSMS_7.5mgkg | 1 | E | Basic Violet 14 | Standard | 1 | Numeric | 1 | Y | N |  | [sigfig;2] |  | mg/kg
Allegen+Carcino dyes_LC-MSMS_7.5mgkg | 1 | E | Acid Red 26 | Standard | 1 | Numeric | 1 | Y | N |  | [sigfig;2] |  | mg/kg
Allegen+Carcino dyes_LC-MSMS_7.5mgkg | 1 | E | Direct Black 38 | Standard | 1 | Numeric | 1 | Y | N |  | [sigfig;2] |  | mg/kg
Allegen+Carcino dyes_LC-MSMS_7.5mgkg | 1 | E | Direct Blue 6 | Standard | 1 | Numeric | 1 | Y | N |  | [sigfig;2] |  | mg/kg
Allegen+Carcino dyes_LC-MSMS_7.5mgkg | 1 | E | Direct Red 28 | Standard | 1 | Numeric | 1 | Y | N |  | [sigfig;2] |  | mg/kg
Allegen+Carcino dyes_LC-MSMS_7.5mgkg | 1 | E | Disperse Orange 11 | Standard | 1 | Numeric | 1 | Y | N |  | [sigfig;2] |  | mg/kg
Allegen+Carcino dyes_LC-MSMS_7.5mgkg | 1 | E | Basic Violet 1 | Standard | 1 | Numeric | 1 | Y | N |  | [sigfig;2] |  | mg/kg
Allegen+Carcino dyes_LC-MSMS_7.5mgkg | 1 | E | Basic Violet 3 | Standard | 1 | Numeric | 1 | Y | N |  | [sigfig;2] |  | mg/kg
Allegen+Carcino dyes_LC-MSMS_7.5mgkg | 1 | E | Acid Violet 49 | Standard | 1 | Numeric | 1 | Y | N |  | [sigfig;2] |  | mg/kg
Allegen+Carcino dyes_LC-MSMS_7.5mgkg | 1 | E | Navy Blue Component 1 | Standard | 1 | Numeric | 1 | Y | N |  | [sigfig;2] |  | mg/kg
Allegen+Carcino dyes_LC-MSMS_7.5mgkg | 1 | E | Basic Blue 26 | Standard | 1 | Numeric | 1 | Y | N |  | [sigfig;2] |  | mg/kg
Allegen+Carcino dyes_LC-MSMS_7.5mgkg | 1 | E | Acid Red 114 | Standard | 1 | Numeric | 1 | Y | N |  | [sigfig;2] |  | mg/kg
Allegen+Carcino dyes_LC-MSMS_7.5mgkg | 1 | E | Basic Green 4 | Standard | 1 | Numeric | 1 | Y | N |  | [sigfig;2] |  | mg/kg
Allegen+Carcino dyes_LC-MSMS_7.5mgkg | 1 | E | Direct Blue 15 | Standard | 1 | Numeric | 1 | Y | N |  | [sigfig;2] |  | mg/kg
Allegen+Carcino dyes_LC-MSMS_7.5mgkg | 1 | E | Pigment Red 104 | Standard | 1 | Numeric | 1 | Y | N |  | [sigfig;2] |  | mg/kg
Allegen+Carcino dyes_LC-MSMS_7.5mgkg | 1 | E | Pigment Yellow 34 | Standard | 1 | Numeric | 1 | Y | N |  | [sigfig;2] |  | mg/kg
Allegen+Carcino dyes_LC-MSMS_7.5mgkg | 1 | E | Solvent Blue 4 | Standard | 1 | Numeric | 1 | Y | N |  | [sigfig;2] |  | mg/kg
Allegen+Carcino dyes_LC-MSMS_7.5mgkg | 1 | E | Solvent Yellow 14 | Standard | 1 | Numeric | 1 | Y | N |  | [sigfig;2] |  | mg/kg
Allegen+Carcino dyes_LC-MSMS_7.5mgkg | 1 | E | Direct Brown 95 | Standard | 1 | Numeric | 1 | Y | N |  | [sigfig;2] |  | mg/kg
Allegen+Carcino dyes_LC-MSMS_7.5mgkg | 1 | E | p-Phenylenediamine | Standard | 1 | Numeric | 1 | Y | N |  | [sigfig;2] |  | mg/kg
Dimethylfumarate_GC-MS_0.1mgkg | 1 | E | DMFu | Standard | 1 | Numeric | 1 | Y | N |  | [sigfig;2] |  | mg/kg
APEOs_LC-MSMS_10mgkg | 1 | E | NPEO | Standard | 1 | Numeric | 1 | Y | N |  | [sigfig;2] |  | mg/kg
APEOs_LC-MSMS_10mgkg | 1 | E | OPEO | Standard | 1 | Numeric | 1 | Y | N |  | [sigfig;2] |  | mg/kg
Phthalates>7_GC-MS_100mgkg | 1 | E | DnBP | Standard | 1 | Numeric | 1 | Y | N |  | [sigfig;2] |  | mg/kg
Phthalates>7_GC-MS_100mgkg | 1 | E | DiBP | Standard | 1 | Numeric | 1 | Y | N |  | [sigfig;2] |  | mg/kg
Phthalates>7_GC-MS_100mgkg | 1 | E | DEHP | Standard | 1 | Numeric | 1 | Y | N |  | [sigfig;2] |  | mg/kg
Phthalates>7_GC-MS_100mgkg | 1 | E | BBP | Standard | 1 | Numeric | 1 | Y | N |  | [sigfig;2] |  | mg/kg
Phthalates>7_GC-MS_100mgkg | 1 | E | DiNP | Standard | 1 | Numeric | 1 | Y | N |  | [sigfig;2] |  | mg/kg
Phthalates>7_GC-MS_100mgkg | 1 | E | DnOP | Standard | 1 | Numeric | 1 | Y | N |  | [sigfig;2] |  | mg/kg
Phthalates>7_GC-MS_100mgkg | 1 | E | DiDP | Standard | 1 | Numeric | 1 | Y | N |  | [sigfig;2] |  | mg/kg
Phthalates>7_GC-MS_100mgkg | 1 | E | DnHexP | Standard | 1 | Numeric | 1 | Y | N |  | [sigfig;2] |  | mg/kg
Phthalates>7_GC-MS_100mgkg | 1 | E | DMEP | Standard | 1 | Numeric | 1 | Y | N |  | [sigfig;2] |  | mg/kg
Phthalates>7_GC-MS_100mgkg | 1 | E | DHNUP | Standard | 1 | Numeric | 1 | Y | N |  | [sigfig;2] |  | mg/kg
Phthalates>7_GC-MS_100mgkg | 1 | E | DiHepP | Standard | 1 | Numeric | 1 | Y | N |  | [sigfig;2] |  | mg/kg
Phthalates>7_GC-MS_100mgkg | 1 | E | DnPP | Standard | 1 | Numeric | 1 | Y | N |  | [sigfig;2] |  | mg/kg
Phthalates>7_GC-MS_100mgkg | 1 | E | DiPP | Standard | 1 | Numeric | 1 | Y | N |  | [sigfig;2] |  | mg/kg
Phthalates>7_GC-MS_100mgkg | 1 | E | nPiPP | Standard | 1 | Numeric | 1 | Y | N |  | [sigfig;2] |  | mg/kg
Phthalates>7_GC-MS_100mgkg | 1 | E | DPP | Standard | 1 | Numeric | 1 | Y | N |  | [sigfig;2] |  | mg/kg
Phthalates>7_GC-MS_100mgkg | 1 | E | DEP | Standard | 1 | Numeric | 1 | Y | N |  | [sigfig;2] |  | mg/kg
Phthalates>7_GC-MS_100mgkg | 1 | E | DnDP | Standard | 1 | Numeric | 1 | Y | N |  | [sigfig;2] |  | mg/kg
Phthalates>7_GC-MS_100mgkg | 1 | E | DCHP | Standard | 1 | Numeric | 1 | Y | N |  | [sigfig;2] |  | mg/kg
Phthalates>7_GC-MS_100mgkg | 1 | E | DiHexP | Standard | 1 | Numeric | 1 | Y | N |  | [sigfig;2] |  | mg/kg
Phthalates>7_GC-MS_100mgkg | 1 | E | DMP | Standard | 1 | Numeric | 1 | Y | N |  | [sigfig;2] |  | mg/kg
Phthalates>7_GC-MS_100mgkg | 1 | E | DnHepP | Standard | 1 | Numeric | 1 | Y | N |  | [sigfig;2] |  | mg/kg
Phthalates>7_GC-MS_100mgkg | 1 | E | DnHexDP | Standard | 1 | Numeric | 1 | Y | N |  | [sigfig;2] |  | mg/kg
Phthalates>7_GC-MS_100mgkg | 1 | E | DnHexODP | Standard | 1 | Numeric | 1 | Y | N |  | [sigfig;2] |  | mg/kg
Phthalates>7_GC-MS_100mgkg | 1 | E | DEHA | Standard | 1 | Numeric | 1 | Y | N |  | [sigfig;2] |  | mg/kg
Phthalates>7_GC-MS_100mgkg | 1 | E | DEHT | Standard | 1 | Numeric | 1 | Y | N |  | [sigfig;2] |  | mg/kg
Phthalates>7_GC-MS_100mgkg | 1 | E | DBzP | Standard | 1 | Numeric | 1 | Y | N |  | [sigfig;2] |  | mg/kg
Phthalates>7_GC-MS_100mgkg | 1 | E | DiOP | Standard | 1 | Numeric | 1 | Y | N |  | [sigfig;2] |  | mg/kg
Phthalates>7_GC-MS_100mgkg | 1 | E | DnNP | Standard | 1 | Numeric | 1 | Y | N |  | [sigfig;2] |  | mg/kg
Phthalates>7_GC-MS_100mgkg | 1 | E | DnPrP | Standard | 1 | Numeric | 1 | Y | N |  | [sigfig;2] |  | mg/kg
Phthalates>7_GC-MS_100mgkg | 1 | E | DPheP | Standard | 1 | Numeric | 1 | Y | N |  | [sigfig;2] |  | mg/kg
Phthalates>7_GC-MS_100mgkg | 1 | E | DINCH | Standard | 1 | Numeric | 1 | Y | N |  | [sigfig;2] |  | mg/kg
Phthalates>7_GC-MS_100mgkg | 1 | E | DPHP | Standard | 1 | Numeric | 1 | Y | N |  | [sigfig;2] |  | mg/kg
Phthalates>7_GC-MS_100mgkg | 1 | E | DBEP | Standard | 1 | Numeric | 1 | Y | N |  | [sigfig;2] |  | mg/kg
Phthalates>7_GC-MS_100mgkg | 1 | E | DMPP | Standard | 1 | Numeric | 1 | Y | N |  | [sigfig;2] |  | mg/kg
Phthalates>7_GC-MS_100mgkg | 1 | E | DEEP | Standard | 1 | Numeric | 1 | Y | N |  | [sigfig;2] |  | mg/kg
Phthalates>7_GC-MS_100mgkg | 1 | E | DiUP | Standard | 1 | Numeric | 1 | Y | N |  | [sigfig;2] |  | mg/kg
Phthalates>7_GC-MS_100mgkg | 1 | E | DnUP | Standard | 1 | Numeric | 1 | Y | N |  | [sigfig;2] |  | mg/kg
Phthalates>7_GC-MS_100mgkg | 1 | E | DAP | Standard | 1 | Numeric | 1 | Y | N |  | [sigfig;2] |  | mg/kg
Phthalates>7_GC-MS_100mgkg | 1 | E | nOnDP | Standard | 1 | Numeric | 1 | Y | N |  | [sigfig;2] |  | mg/kg
Phthalates>7_GC-MS_100mgkg | 1 | E | MBP | Standard | 1 | Numeric | 1 | Y | N |  | [sigfig;2] |  | mg/kg
Phthalates>7_GC-MS_100mgkg | 1 | E | Sum of DEHP, DnBP, BBP, DiBP | Standard | 1 | Numeric | 1 | Y | N |  | [sigfig;2] |  | mg/kg
Phthalates>7_GC-MS_100mgkg | 1 | E | Sum of REACh phthalates | Standard | 1 | Numeric | 1 | Y | N |  | [sigfig;2] |  | mg/kg
Phthalates>7_GC-MS_100mgkg | 1 | E | Sum of quantified Phthalates | Standard | 1 | Numeric | 1 | Y | N |  | [sigfig;2] |  | mg/kg
OTC > 6_GC-MS_0.025mgkg | 1 | E | MBT | Standard | 1 | Numeric | 1 | Y | N |  | [sigfig;2] |  | mg/kg
OTC > 6_GC-MS_0.025mgkg | 1 | E | DBT | Standard | 1 | Numeric | 1 | Y | N |  | [sigfig;2] |  | mg/kg
OTC > 6_GC-MS_0.025mgkg | 1 | E | TBT | Standard | 1 | Numeric | 1 | Y | N |  | [sigfig;2] |  | mg/kg
OTC > 6_GC-MS_0.025mgkg | 1 | E | TeBT | Standard | 1 | Numeric | 1 | Y | N |  | [sigfig;2] |  | mg/kg
OTC > 6_GC-MS_0.025mgkg | 1 | E | TBTO | Standard | 1 | Numeric | 1 | Y | N |  | [sigfig;2] |  | mg/kg
OTC > 6_GC-MS_0.025mgkg | 1 | E | MOT | Standard | 1 | Numeric | 1 | Y | N |  | [sigfig;2] |  | mg/kg
OTC > 6_GC-MS_0.025mgkg | 1 | E | DOT | Standard | 1 | Numeric | 1 | Y | N |  | [sigfig;2] |  | mg/kg
OTC > 6_GC-MS_0.025mgkg | 1 | E | TOT | Standard | 1 | Numeric | 1 | Y | N |  | [sigfig;2] |  | mg/kg
OTC > 6_GC-MS_0.025mgkg | 1 | E | DOTO | Standard | 1 | Numeric | 1 | Y | N |  | [sigfig;2] |  | mg/kg
OTC > 6_GC-MS_0.025mgkg | 1 | E | TCyT | Standard | 1 | Numeric | 1 | Y | N |  | [sigfig;2] |  | mg/kg
OTC > 6_GC-MS_0.025mgkg | 1 | E | MHT | Standard | 1 | Numeric | 1 | Y | N |  | [sigfig;2] |  | mg/kg
OTC > 6_GC-MS_0.025mgkg | 1 | E | DHT | Standard | 1 | Numeric | 1 | Y | N |  | [sigfig;2] |  | mg/kg
OTC > 6_GC-MS_0.025mgkg | 1 | E | DMT | Standard | 1 | Numeric | 1 | Y | N |  | [sigfig;2] |  | mg/kg
OTC > 6_GC-MS_0.025mgkg | 1 | E | TMT | Standard | 1 | Numeric | 1 | Y | N |  | [sigfig;2] |  | mg/kg
OTC > 6_GC-MS_0.025mgkg | 1 | E | TPhT | Standard | 1 | Numeric | 1 | Y | N |  | [sigfig;2] |  | mg/kg
OTC > 6_GC-MS_0.025mgkg | 1 | E | TPrT | Standard | 1 | Numeric | 1 | Y | N |  | [sigfig;2] |  | mg/kg
OTC > 6_GC-MS_0.025mgkg | 1 | E | MMT | Standard | 1 | Numeric | 1 | Y | N |  | [sigfig;2] |  | mg/kg
OTC > 6_GC-MS_0.025mgkg | 1 | E | DPhT | Standard | 1 | Numeric | 1 | Y | N |  | [sigfig;2] |  | mg/kg
OTC > 6_GC-MS_0.025mgkg | 1 | E | MPhT | Standard | 1 | Numeric | 1 | Y | N |  | [sigfig;2] |  | mg/kg
OTC > 6_GC-MS_0.025mgkg | 1 | E | DPrT | Standard | 1 | Numeric | 1 | Y | N |  | [sigfig;2] |  | mg/kg
Chlorinated Phenols_GC-MS_0.05mgkg | 1 | E | 2,4,5-Trichlorophenol | Standard | 1 | Numeric | 1 | Y | N |  | [sigfig;2] |  | mg/kg
Chlorinated Phenols_GC-MS_0.05mgkg | 1 | E | 2,4,6-Trichlorophenol | Standard | 1 | Numeric | 1 | Y | N |  | [sigfig;2] |  | mg/kg
Chlorinated Phenols_GC-MS_0.05mgkg | 1 | E | 2,3,4-Trichlorophenol | Standard | 1 | Numeric | 1 | Y | N |  | [sigfig;2] |  | mg/kg
Chlorinated Phenols_GC-MS_0.05mgkg | 1 | E | 2,3,5-Trichlorophenol | Standard | 1 | Numeric | 1 | Y | N |  | [sigfig;2] |  | mg/kg
Chlorinated Phenols_GC-MS_0.05mgkg | 1 | E | 2,3,6-Trichlorophenol | Standard | 1 | Numeric | 1 | Y | N |  | [sigfig;2] |  | mg/kg
Chlorinated Phenols_GC-MS_0.05mgkg | 1 | E | 3,4,5-Trichlorophenol | Standard | 1 | Numeric | 1 | Y | N |  | [sigfig;2] |  | mg/kg
Chlorinated Phenols_GC-MS_0.05mgkg | 1 | E | 2,3,5,6-Tetrachlorophenol | Standard | 1 | Numeric | 1 | Y | N |  | [sigfig;2] |  | mg/kg
Chlorinated Phenols_GC-MS_0.05mgkg | 1 | E | 2,3,4,6-Tetrachlorophenol | Standard | 1 | Numeric | 1 | Y | N |  | [sigfig;2] |  | mg/kg
Chlorinated Phenols_GC-MS_0.05mgkg | 1 | E | 2,3,4,5-Tetrachlorophenol | Standard | 1 | Numeric | 1 | Y | N |  | [sigfig;2] |  | mg/kg
Chlorinated Phenols_GC-MS_0.05mgkg | 1 | E | Pentachlorophenol | Standard | 1 | Numeric | 1 | Y | N |  | [sigfig;2] |  | mg/kg
Chlorinated Phenols_GC-MS_0.05mgkg | 1 | E | o-Phenylphenol | Standard | 1 | Numeric | 1 | Y | N |  | [sigfig;2] |  | mg/kg
Chlorinated Phenols_GC-MS_0.05mgkg | 1 | E | 2-Chlorophenol | Standard | 1 | Numeric | 1 | Y | N |  | [sigfig;2] |  | mg/kg
Chlorinated Phenols_GC-MS_0.05mgkg | 1 | E | 3-Chlorophenol | Standard | 1 | Numeric | 1 | Y | N |  | [sigfig;2] |  | mg/kg
Chlorinated Phenols_GC-MS_0.05mgkg | 1 | E | 4-Chlorophenol | Standard | 1 | Numeric | 1 | Y | N |  | [sigfig;2] |  | mg/kg
Chlorinated Phenols_GC-MS_0.05mgkg | 1 | E | 2,3-Dichlorophenol | Standard | 1 | Numeric | 1 | Y | N |  | [sigfig;2] |  | mg/kg
Chlorinated Phenols_GC-MS_0.05mgkg | 1 | E | 2,4-Dichlorophenol | Standard | 1 | Numeric | 1 | Y | N |  | [sigfig;2] |  | mg/kg
Chlorinated Phenols_GC-MS_0.05mgkg | 1 | E | 2,5-Dichlorophenol | Standard | 1 | Numeric | 1 | Y | N |  | [sigfig;2] |  | mg/kg
Chlorinated Phenols_GC-MS_0.05mgkg | 1 | E | 2,6-Dichlorophenol | Standard | 1 | Numeric | 1 | Y | N |  | [sigfig;2] |  | mg/kg
Chlorinated Phenols_GC-MS_0.05mgkg | 1 | E | 3,4-Dichlorophenol | Standard | 1 | Numeric | 1 | Y | N |  | [sigfig;2] |  | mg/kg
Chlorinated Phenols_GC-MS_0.05mgkg | 1 | E | 2,4- and 2,5-Dichlorophenol (Sum) | Standard | 1 | Numeric | 1 | Y | N |  | [sigfig;2] |  | mg/kg
Chlorinated Phenols_GC-MS_0.05mgkg | 1 | E | 3,5-Dichlorophenol | Standard | 1 | Numeric | 1 | Y | N |  | [sigfig;2] |  | mg/kg
Phenols - Others_GC-MS_10mgkg | 1 | E | 2,6-Dimethylphenol | Standard | 1 | Numeric | 1 | Y | N |  | [sigfig;2] |  | mg/kg
Phenols - Others_GC-MS_10mgkg | 1 | E | p-Phenylphenol | Standard | 1 | Numeric | 1 | Y | N |  | [sigfig;2] |  | mg/kg
Phenols - Others_GC-MS_10mgkg | 1 | E | Tribromphenol | Standard | 1 | Numeric | 1 | Y | N |  | [sigfig;2] |  | mg/kg
Phenols - Others_GC-MS_10mgkg | 1 | E | Phenol | Standard | 1 | Numeric | 1 | Y | N |  | [sigfig;2] |  | mg/kg
Phenols - Others_GC-MS_10mgkg | 1 | E | 4-n-Nonylphenol | Standard | 1 | Numeric | 1 | Y | N |  | [sigfig;2] |  | mg/kg
Phenols - Others_GC-MS_10mgkg | 1 | E | 4-Nonylphenol | Standard | 1 | Numeric | 1 | Y | N |  | [sigfig;2] |  | mg/kg
Phenols - Others_GC-MS_10mgkg | 1 | E | 4-tert-Octylphenol | Standard | 1 | Numeric | 1 | Y | N |  | [sigfig;2] |  | mg/kg
Phenols - Others_GC-MS_10mgkg | 1 | E | 4-n-Octylphenol | Standard | 1 | Numeric | 1 | Y | N |  | [sigfig;2] |  | mg/kg
Flame Retardants_LC-MS_2mgkg | 1 | E | TRIS | Standard | 1 | Numeric | 1 | Y | N |  | [sigfig;2] |  | mg/kg
Flame Retardants_LC-MS_2mgkg | 1 | E | TEPA | Standard | 1 | Numeric | 1 | Y | N |  | [sigfig;2] |  | mg/kg
Flame Retardants_LC-MS_2mgkg | 1 | E | TCPP | Standard | 1 | Numeric | 1 | Y | N |  | [sigfig;2] |  | mg/kg
Flame Retardants_LC-MS_2mgkg | 1 | E | HBCDD | Standard | 1 | Numeric | 1 | Y | N |  | [sigfig;2] |  | mg/kg
Flame Retardants_LC-MS_2mgkg | 1 | E | TBBPA | Standard | 1 | Numeric | 1 | Y | N |  | [sigfig;2] |  | mg/kg
Flame Retardants_LC-MS_2mgkg | 1 | E | TDCPP | Standard | 1 | Numeric | 1 | Y | N |  | [sigfig;2] |  | mg/kg
Flame Retardants_LC-MS_2mgkg | 1 | E | TCEP | Standard | 1 | Numeric | 1 | Y | N |  | [sigfig;2] |  | mg/kg
Flame Retardants_LC-MS_2mgkg | 1 | E | TXP | Standard | 1 | Numeric | 1 | Y | N |  | [sigfig;2] |  | mg/kg
Flame Retardants_LC-MS_2mgkg | 1 | E | V6 | Standard | 1 | Numeric | 1 | Y | N |  | [sigfig;2] |  | mg/kg
Flame Retardants_LC-MS_2mgkg | 1 | E | BPDPP | Standard | 1 | Numeric | 1 | Y | N |  | [sigfig;2] |  | mg/kg
Flame Retardants_LC-MS_2mgkg | 1 | E | DBPPP | Standard | 1 | Numeric | 1 | Y | N |  | [sigfig;2] |  | mg/kg
Flame Retardants_LC-MS_2mgkg | 1 | E | TBPP | Standard | 1 | Numeric | 1 | Y | N |  | [sigfig;2] |  | mg/kg
Flame Retardants_LC-MS_2mgkg | 1 | E | TPT | Standard | 1 | Numeric | 1 | Y | N |  | [sigfig;2] |  | mg/kg
Flame Retardants_LC-MS_2mgkg | 1 | E | BBMP | Standard | 1 | Numeric | 1 | Y | N |  | [sigfig;2] |  | mg/kg
Flame Retardants_LC-MS_2mgkg | 1 | E | BDBPP | Standard | 1 | Numeric | 1 | Y | N |  | [sigfig;2] |  | mg/kg
Flame Retardants_GC-MS_5mgkg | 1 | E | DecaBB | Standard | 1 | Numeric | 1 | Y | N |  | [sigfig;2] |  | mg/kg
Flame Retardants_GC-MS_5mgkg | 1 | E | DecaBDE | Standard | 1 | Numeric | 1 | Y | N |  | [sigfig;2] |  | mg/kg
Flame Retardants_GC-MS_5mgkg | 1 | E | MonoBB | Standard | 1 | Numeric | 1 | Y | N |  | [sigfig;2] |  | mg/kg
Flame Retardants_GC-MS_5mgkg | 1 | E | DiBB | Standard | 1 | Numeric | 1 | Y | N |  | [sigfig;2] |  | mg/kg
Flame Retardants_GC-MS_5mgkg | 1 | E | TriBB | Standard | 1 | Numeric | 1 | Y | N |  | [sigfig;2] |  | mg/kg
Flame Retardants_GC-MS_5mgkg | 1 | E | TetraBB | Standard | 1 | Numeric | 1 | Y | N |  | [sigfig;2] |  | mg/kg
Flame Retardants_GC-MS_5mgkg | 1 | E | PentaBB | Standard | 1 | Numeric | 1 | Y | N |  | [sigfig;2] |  | mg/kg
Flame Retardants_GC-MS_5mgkg | 1 | E | HexaBB | Standard | 1 | Numeric | 1 | Y | N |  | [sigfig;2] |  | mg/kg
Flame Retardants_GC-MS_5mgkg | 1 | E | HeptaBB | Standard | 1 | Numeric | 1 | Y | N |  | [sigfig;2] |  | mg/kg
Flame Retardants_GC-MS_5mgkg | 1 | E | OctaBB | Standard | 1 | Numeric | 1 | Y | N |  | [sigfig;2] |  | mg/kg
Flame Retardants_GC-MS_5mgkg | 1 | E | NonaBB | Standard | 1 | Numeric | 1 | Y | N |  | [sigfig;2] |  | mg/kg
Flame Retardants_GC-MS_5mgkg | 1 | E | MonoBDE | Standard | 1 | Numeric | 1 | Y | N |  | [sigfig;2] |  | mg/kg
Flame Retardants_GC-MS_5mgkg | 1 | E | DiBDE | Standard | 1 | Numeric | 1 | Y | N |  | [sigfig;2] |  | mg/kg
Flame Retardants_GC-MS_5mgkg | 1 | E | TriBDE | Standard | 1 | Numeric | 1 | Y | N |  | [sigfig;2] |  | mg/kg
Flame Retardants_GC-MS_5mgkg | 1 | E | TetraBDE | Standard | 1 | Numeric | 1 | Y | N |  | [sigfig;2] |  | mg/kg
Flame Retardants_GC-MS_5mgkg | 1 | E | PentaBDE | Standard | 1 | Numeric | 1 | Y | N |  | [sigfig;2] |  | mg/kg
Flame Retardants_GC-MS_5mgkg | 1 | E | HexaBDE | Standard | 1 | Numeric | 1 | Y | N |  | [sigfig;2] |  | mg/kg
Flame Retardants_GC-MS_5mgkg | 1 | E | HeptaBDE | Standard | 1 | Numeric | 1 | Y | N |  | [sigfig;2] |  | mg/kg
Flame Retardants_GC-MS_5mgkg | 1 | E | OctaBDE | Standard | 1 | Numeric | 1 | Y | N |  | [sigfig;2] |  | mg/kg
Flame Retardants_GC-MS_5mgkg | 1 | E | NonaBDE | Standard | 1 | Numeric | 1 | Y | N |  | [sigfig;2] |  | mg/kg
Flame Retardants_GC-MS_5mgkg | 1 | E | Sum of quantified PBB | Standard | 1 | Numeric | 1 | Y | N |  | [sigfig;2] |  | mg/kg
Flame Retardants_GC-MS_5mgkg | 1 | E | Sum of quantified PBDE | Standard | 1 | Numeric | 1 | Y | N |  | [sigfig;2] |  | mg/kg
Preserving Agents_LC-DAD_10mgkg | 1 | E | OIT | Standard | 1 | Numeric | 1 | Y | N |  | [sigfig;2] |  | mg/kg
Preserving Agents_LC-DAD_10mgkg | 1 | E | TCMTB | Standard | 1 | Numeric | 1 | Y | N |  | [sigfig;2] |  | mg/kg
Preserving Agents_LC-DAD_10mgkg | 1 | E | CMK | Standard | 1 | Numeric | 1 | Y | N |  | [sigfig;2] |  | mg/kg
Preserving Agents_LC-DAD_10mgkg | 1 | E | Triclosan | Standard | 1 | Numeric | 1 | Y | N |  | [sigfig;2] |  | mg/kg
Preserving Agents_LC-DAD_10mgkg | 1 | E | o-Phenylphenol | Standard | 1 | Numeric | 1 | Y | N |  | [sigfig;2] |  | mg/kg
SCCP + MCCP_GC-CI-MS_100mgkg | 1 | E | SCCP | Standard | 1 | Numeric | 1 | Y | N |  | [sigfig;2] |  | mg/kg
SCCP + MCCP_GC-CI-MS_100mgkg | 1 | E | MCCP | Standard | 1 | Numeric | 1 | Y | N |  | [sigfig;2] |  | mg/kg
COCs_GC-MS_0.1mgkg | 1 | E | 2-Chlorotoluene | Standard | 1 | Numeric | 1 | Y | N |  | [sigfig;2] |  | mg/kg
COCs_GC-MS_0.1mgkg | 1 | E | 3-Chlorotoluene | Standard | 1 | Numeric | 1 | Y | N |  | [sigfig;2] |  | mg/kg
COCs_GC-MS_0.1mgkg | 1 | E | 4-Chlorotoluene | Standard | 1 | Numeric | 1 | Y | N |  | [sigfig;2] |  | mg/kg
COCs_GC-MS_0.1mgkg | 1 | E | 2,3-Dichlorotoluene | Standard | 1 | Numeric | 1 | Y | N |  | [sigfig;2] |  | mg/kg
COCs_GC-MS_0.1mgkg | 1 | E | 2,4-Dichlorotoluene | Standard | 1 | Numeric | 1 | Y | N |  | [sigfig;2] |  | mg/kg
COCs_GC-MS_0.1mgkg | 1 | E | 2,5-Dichlorotoluene | Standard | 1 | Numeric | 1 | Y | N |  | [sigfig;2] |  | mg/kg
COCs_GC-MS_0.1mgkg | 1 | E | 2,6-Dichlorotoluene | Standard | 1 | Numeric | 1 | Y | N |  | [sigfig;2] |  | mg/kg
COCs_GC-MS_0.1mgkg | 1 | E | 3,4-Dichlorotoluene | Standard | 1 | Numeric | 1 | Y | N |  | [sigfig;2] |  | mg/kg
COCs_GC-MS_0.1mgkg | 1 | E | 2,3,6-Trichlorotoluene | Standard | 1 | Numeric | 1 | Y | N |  | [sigfig;2] |  | mg/kg
COCs_GC-MS_0.1mgkg | 1 | E | 2,4,5-Trichlorotoluene | Standard | 1 | Numeric | 1 | Y | N |  | [sigfig;2] |  | mg/kg
COCs_GC-MS_0.1mgkg | 1 | E | Pentachlorotoluene | Standard | 1 | Numeric | 1 | Y | N |  | [sigfig;2] |  | mg/kg
COCs_GC-MS_0.1mgkg | 1 | E | a,a,a,4-Tetrachlorotoluene | Standard | 1 | Numeric | 1 | Y | N |  | [sigfig;2] |  | mg/kg
COCs_GC-MS_0.1mgkg | 1 | E | 1,2-Dichlorobenzene | Standard | 1 | Numeric | 1 | Y | N |  | [sigfig;2] |  | mg/kg
COCs_GC-MS_0.1mgkg | 1 | E | 1,3-Dichlorobenzene | Standard | 1 | Numeric | 1 | Y | N |  | [sigfig;2] |  | mg/kg
COCs_GC-MS_0.1mgkg | 1 | E | 1,4-Dichlorobenzene | Standard | 1 | Numeric | 1 | Y | N |  | [sigfig;2] |  | mg/kg
COCs_GC-MS_0.1mgkg | 1 | E | 1,2,3-Trichlorobenzene | Standard | 1 | Numeric | 1 | Y | N |  | [sigfig;2] |  | mg/kg
COCs_GC-MS_0.1mgkg | 1 | E | 1,2,4-Trichlorobenzene | Standard | 1 | Numeric | 1 | Y | N |  | [sigfig;2] |  | mg/kg
COCs_GC-MS_0.1mgkg | 1 | E | 1,3,5-Trichlorobenzene | Standard | 1 | Numeric | 1 | Y | N |  | [sigfig;2] |  | mg/kg
COCs_GC-MS_0.1mgkg | 1 | E | 1,2,3,4-Tetrachlorobenzene | Standard | 1 | Numeric | 1 | Y | N |  | [sigfig;2] |  | mg/kg
COCs_GC-MS_0.1mgkg | 1 | E | 1,2,3,5-Tetrachlorobenzene | Standard | 1 | Numeric | 1 | Y | N |  | [sigfig;2] |  | mg/kg
COCs_GC-MS_0.1mgkg | 1 | E | 1,2,4,5-Tetrachlorobenzene | Standard | 1 | Numeric | 1 | Y | N |  | [sigfig;2] |  | mg/kg
COCs_GC-MS_0.1mgkg | 1 | E | Pentachlorobenzene | Standard | 1 | Numeric | 1 | Y | N |  | [sigfig;2] |  | mg/kg
COCs_GC-MS_0.1mgkg | 1 | E | Hexachlorobenzene | Standard | 1 | Numeric | 1 | Y | N |  | [sigfig;2] |  | mg/kg
COCs_GC-MS_0.1mgkg | 1 | E | a,a,a-Trichlorotoluene | Standard | 1 | Numeric | 1 | Y | N |  | [sigfig;2] |  | mg/kg
COCs_GC-MS_0.1mgkg | 1 | E | a-Chlorotoluene | Standard | 1 | Numeric | 1 | Y | N |  | [sigfig;2] |  | mg/kg
COCs_GC-MS_0.1mgkg | 1 | E | 2,3,4,5-Tetrachlorotoluene | Standard | 1 | Numeric | 1 | Y | N |  | [sigfig;2] |  | mg/kg
COCs_GC-MS_0.1mgkg | 1 | E | 2,3,4,6-Tetrachlorotoluene | Standard | 1 | Numeric | 1 | Y | N |  | [sigfig;2] |  | mg/kg
COCs_GC-MS_0.1mgkg | 1 | E | 2,3,5,6-Tetrachlorotoluene | Standard | 1 | Numeric | 1 | Y | N |  | [sigfig;2] |  | mg/kg
COCs_GC-MS_0.1mgkg | 1 | E | 2,5- and 2,6-Dichlorotoluene (Sum) | Standard | 1 | Numeric | 1 | Y | N |  | [sigfig;2] |  | mg/kg
COCs_GC-MS_0.1mgkg | 1 | E | 2,3- and 3,4-Dichlorotoluene (Sum) | Standard | 1 | Numeric | 1 | Y | N |  | [sigfig;2] |  | mg/kg
COCs_GC-MS_0.1mgkg | 1 | E | Monochlorotoluenes (Sum) | Standard | 1 | Numeric | 1 | Y | N |  | [sigfig;2] |  | mg/kg
COCs_GC-MS_0.1mgkg | 1 | E | Dichlorotoluenes (Sum) | Standard | 1 | Numeric | 1 | Y | N |  | [sigfig;2] |  | mg/kg
COCs_GC-MS_0.1mgkg | 1 | E | Trichlorotoluenes (Sum) | Standard | 1 | Numeric | 1 | Y | N |  | [sigfig;2] |  | mg/kg
COCs_GC-MS_0.1mgkg | 1 | E | Tetrachlorotoluenes (Sum) | Standard | 1 | Numeric | 1 | Y | N |  | [sigfig;2] |  | mg/kg
COCs_GC-MS_0.1mgkg | 1 | E | Dichlorobenzenes (Sum) | Standard | 1 | Numeric | 1 | Y | N |  | [sigfig;2] |  | mg/kg
COCs_GC-MS_0.1mgkg | 1 | E | Trichlorobenzenes (Sum) | Standard | 1 | Numeric | 1 | Y | N |  | [sigfig;2] |  | mg/kg
COCs_GC-MS_0.1mgkg | 1 | E | Sum of quantified COC | Standard | 1 | Numeric | 1 | Y | N |  | [sigfig;2] |  | mg/kg
Total Vinyl Chloride_GC-MS_0.5mgkg | 1 | E | Vinyl chloride | Standard | 1 | Numeric | 1 | Y | N |  | [sigfig;2] |  | mg/kg
VOC upto 15_GC-MS_1mgkg | 1 | E | Tetrachloroethane | Standard | 1 | Numeric | 1 | Y | N |  | [sigfig;2] |  | mg/kg
VOC upto 15_GC-MS_1mgkg | 1 | E | Trichloromethane | Standard | 1 | Numeric | 1 | Y | N |  | [sigfig;2] |  | mg/kg
VOC upto 15_GC-MS_1mgkg | 1 | E | Dichloromethane | Standard | 1 | Numeric | 1 | Y | N |  | [sigfig;2] |  | mg/kg
VOC upto 15_GC-MS_1mgkg | 1 | E | Tetrachloroethylene | Standard | 1 | Numeric | 1 | Y | N |  | [sigfig;2] |  | mg/kg
VOC upto 15_GC-MS_1mgkg | 1 | E | Trichloroethylene | Standard | 1 | Numeric | 1 | Y | N |  | [sigfig;2] |  | mg/kg
VOC upto 15_GC-MS_1mgkg | 1 | E | Toluene | Standard | 1 | Numeric | 1 | Y | N |  | [sigfig;2] |  | mg/kg
VOC upto 15_GC-MS_1mgkg | 1 | E | o-Xylene | Standard | 1 | Numeric | 1 | Y | N |  | [sigfig;2] |  | mg/kg
VOC upto 15_GC-MS_1mgkg | 1 | E | m-Xylene | Standard | 1 | Numeric | 1 | Y | N |  | [sigfig;2] |  | mg/kg
VOC upto 15_GC-MS_1mgkg | 1 | E | p-Xylene | Standard | 1 | Numeric | 1 | Y | N |  | [sigfig;2] |  | mg/kg
VOC upto 15_GC-MS_1mgkg | 1 | E | 3-Methylphenol | Standard | 1 | Numeric | 1 | Y | N |  | [sigfig;2] |  | mg/kg
VOC upto 15_GC-MS_1mgkg | 1 | E | Dimethylformamide | Standard | 1 | Numeric | 1 | Y | N |  | [sigfig;2] |  | mg/kg
VOC upto 15_GC-MS_1mgkg | 1 | E | Cyclohexane | Standard | 1 | Numeric | 1 | Y | N |  | [sigfig;2] |  | mg/kg
VOC upto 15_GC-MS_1mgkg | 1 | E | Tetrahydrofuran | Standard | 1 | Numeric | 1 | Y | N |  | [sigfig;2] |  | mg/kg
VOC upto 15_GC-MS_1mgkg | 1 | E | Phenol | Standard | 1 | Numeric | 1 | Y | N |  | [sigfig;2] |  | mg/kg
VOC upto 15_GC-MS_1mgkg | 1 | E | Benzene | Standard | 1 | Numeric | 1 | Y | N |  | [sigfig;2] |  | mg/kg
VOC upto 15_GC-MS_1mgkg | 1 | E | 1,1,1-Trichloroethane | Standard | 1 | Numeric | 1 | Y | N |  | [sigfig;2] |  | mg/kg
VOC upto 15_GC-MS_1mgkg | 1 | E | Acetone | Standard | 1 | Numeric | 1 | Y | N |  | [sigfig;2] |  | mg/kg
VOC upto 15_GC-MS_1mgkg | 1 | E | Cyclohexanone | Standard | 1 | Numeric | 1 | Y | N |  | [sigfig;2] |  | mg/kg
VOC upto 15_GC-MS_1mgkg | 1 | E | Ethyl acetate | Standard | 1 | Numeric | 1 | Y | N |  | [sigfig;2] |  | mg/kg
VOC upto 15_GC-MS_1mgkg | 1 | E | Isophorone | Standard | 1 | Numeric | 1 | Y | N |  | [sigfig;2] |  | mg/kg
VOC upto 15_GC-MS_1mgkg | 1 | E | Butanone | Standard | 1 | Numeric | 1 | Y | N |  | [sigfig;2] |  | mg/kg
VOC upto 15_GC-MS_1mgkg | 1 | E | White Spirit | Standard | 1 | Numeric | 1 | Y | N |  | [sigfig;2] |  | mg/kg
VOC upto 15_GC-MS_1mgkg | 1 | E | Formamide | Standard | 1 | Numeric | 1 | Y | N |  | [sigfig;2] |  | mg/kg
VOC upto 15_GC-MS_1mgkg | 1 | E | 2-Phenyl-2-propanol | Standard | 1 | Numeric | 1 | Y | N |  | [sigfig;2] |  | mg/kg
VOC upto 15_GC-MS_1mgkg | 1 | E | Acetophenone | Standard | 1 | Numeric | 1 | Y | N |  | [sigfig;2] |  | mg/kg
VOC upto 15_GC-MS_1mgkg | 1 | E | Dimethylacetamide | Standard | 1 | Numeric | 1 | Y | N |  | [sigfig;2] |  | mg/kg
VOC upto 15_GC-MS_1mgkg | 1 | E | 1-Methyl-2-pyrrolidone | Standard | 1 | Numeric | 1 | Y | N |  | [sigfig;2] |  | mg/kg
VOC upto 15_GC-MS_1mgkg | 1 | E | Bis(2-methoxyethyl) ether | Standard | 1 | Numeric | 1 | Y | N |  | [sigfig;2] |  | mg/kg
VOC upto 15_GC-MS_1mgkg | 1 | E | Ethylbenzene | Standard | 1 | Numeric | 1 | Y | N |  | [sigfig;2] |  | mg/kg
VOC upto 15_GC-MS_1mgkg | 1 | E | Naphthalene | Standard | 1 | Numeric | 1 | Y | N |  | [sigfig;2] |  | mg/kg
VOC upto 15_GC-MS_1mgkg | 1 | E | 1,1,1,2-Tetrachloroethane | Standard | 1 | Numeric | 1 | Y | N |  | [sigfig;2] |  | mg/kg
VOC upto 15_GC-MS_1mgkg | 1 | E | 2-Methylphenol | Standard | 1 | Numeric | 1 | Y | N |  | [sigfig;2] |  | mg/kg
VOC upto 15_GC-MS_1mgkg | 1 | E | 4-Methylphenol | Standard | 1 | Numeric | 1 | Y | N |  | [sigfig;2] |  | mg/kg
VOC upto 15_GC-MS_1mgkg | 1 | E | Styrene | Standard | 1 | Numeric | 1 | Y | N |  | [sigfig;2] |  | mg/kg
VOC upto 15_GC-MS_1mgkg | 1 | E | Carbon Disulphide | Standard | 1 | Numeric | 1 | Y | N |  | [sigfig;2] |  | mg/kg
VOC upto 15_GC-MS_1mgkg | 1 | E | 1,1,2-Trichloroethane | Standard | 1 | Numeric | 1 | Y | N |  | [sigfig;2] |  | mg/kg
VOC upto 15_GC-MS_1mgkg | 1 | E | Hexachloroethane | Standard | 1 | Numeric | 1 | Y | N |  | [sigfig;2] |  | mg/kg
VOC upto 15_GC-MS_1mgkg | 1 | E | Aliphatic alkanes | Standard | 1 | Numeric | 1 | Y | N |  | [sigfig;2] |  | mg/kg
VOC upto 15_GC-MS_1mgkg | 1 | E | 1,1-Dichloroethene | Standard | 1 | Numeric | 1 | Y | N |  | [sigfig;2] |  | mg/kg
VOC upto 15_GC-MS_1mgkg | 1 | E | 1,2-Dichloroethane | Standard | 1 | Numeric | 1 | Y | N |  | [sigfig;2] |  | mg/kg
VOC upto 15_GC-MS_1mgkg | 1 | E | 1,2,3-Trichlorpropane | Standard | 1 | Numeric | 1 | Y | N |  | [sigfig;2] |  | mg/kg
VOC upto 15_GC-MS_1mgkg | 1 | E | 2-(2-Methoxyethoxy)ethanol | Standard | 1 | Numeric | 1 | Y | N |  | [sigfig;2] |  | mg/kg
VOC upto 15_GC-MS_1mgkg | 1 | E | 2-Methoxyethyl acetate | Standard | 1 | Numeric | 1 | Y | N |  | [sigfig;2] |  | mg/kg
VOC upto 15_GC-MS_1mgkg | 1 | E | 2-Methoxypropyl acetate | Standard | 1 | Numeric | 1 | Y | N |  | [sigfig;2] |  | mg/kg
VOC upto 15_GC-MS_1mgkg | 1 | E | Methanol | Standard | 1 | Numeric | 1 | Y | N |  | [sigfig;2] |  | mg/kg
VOC upto 15_GC-MS_1mgkg | 1 | E | 1,3,5-Trimethylbenzene | Standard | 1 | Numeric | 1 | Y | N |  | [sigfig;2] |  | mg/kg
VOC upto 15_GC-MS_1mgkg | 1 | E | n-Hexane | Standard | 1 | Numeric | 1 | Y | N |  | [sigfig;2] |  | mg/kg
VOC >15_GC-MS_1mgkg | 1 | E | Tetrachloroethane | Standard | 1 | Numeric | 1 | Y | N |  | [sigfig;2] |  | mg/kg
VOC >15_GC-MS_1mgkg | 1 | E | Trichloromethane | Standard | 1 | Numeric | 1 | Y | N |  | [sigfig;2] |  | mg/kg
VOC >15_GC-MS_1mgkg | 1 | E | Dichloromethane | Standard | 1 | Numeric | 1 | Y | N |  | [sigfig;2] |  | mg/kg
VOC >15_GC-MS_1mgkg | 1 | E | Tetrachloroethylene | Standard | 1 | Numeric | 1 | Y | N |  | [sigfig;2] |  | mg/kg
VOC >15_GC-MS_1mgkg | 1 | E | Trichloroethylene | Standard | 1 | Numeric | 1 | Y | N |  | [sigfig;2] |  | mg/kg
VOC >15_GC-MS_1mgkg | 1 | E | Toluene | Standard | 1 | Numeric | 1 | Y | N |  | [sigfig;2] |  | mg/kg
VOC >15_GC-MS_1mgkg | 1 | E | o-Xylene | Standard | 1 | Numeric | 1 | Y | N |  | [sigfig;2] |  | mg/kg
VOC >15_GC-MS_1mgkg | 1 | E | m-Xylene | Standard | 1 | Numeric | 1 | Y | N |  | [sigfig;2] |  | mg/kg
VOC >15_GC-MS_1mgkg | 1 | E | p-Xylene | Standard | 1 | Numeric | 1 | Y | N |  | [sigfig;2] |  | mg/kg
VOC >15_GC-MS_1mgkg | 1 | E | 3-Methylphenol | Standard | 1 | Numeric | 1 | Y | N |  | [sigfig;2] |  | mg/kg
VOC >15_GC-MS_1mgkg | 1 | E | Dimethylformamide | Standard | 1 | Numeric | 1 | Y | N |  | [sigfig;2] |  | mg/kg
VOC >15_GC-MS_1mgkg | 1 | E | Cyclohexane | Standard | 1 | Numeric | 1 | Y | N |  | [sigfig;2] |  | mg/kg
VOC >15_GC-MS_1mgkg | 1 | E | Tetrahydrofuran | Standard | 1 | Numeric | 1 | Y | N |  | [sigfig;2] |  | mg/kg
VOC >15_GC-MS_1mgkg | 1 | E | Phenol | Standard | 1 | Numeric | 1 | Y | N |  | [sigfig;2] |  | mg/kg
VOC >15_GC-MS_1mgkg | 1 | E | Benzene | Standard | 1 | Numeric | 1 | Y | N |  | [sigfig;2] |  | mg/kg
VOC >15_GC-MS_1mgkg | 1 | E | 1,1,1-Trichloroethane | Standard | 1 | Numeric | 1 | Y | N |  | [sigfig;2] |  | mg/kg
VOC >15_GC-MS_1mgkg | 1 | E | Acetone | Standard | 1 | Numeric | 1 | Y | N |  | [sigfig;2] |  | mg/kg
VOC >15_GC-MS_1mgkg | 1 | E | Cyclohexanone | Standard | 1 | Numeric | 1 | Y | N |  | [sigfig;2] |  | mg/kg
VOC >15_GC-MS_1mgkg | 1 | E | Ethyl acetate | Standard | 1 | Numeric | 1 | Y | N |  | [sigfig;2] |  | mg/kg
VOC >15_GC-MS_1mgkg | 1 | E | Isophorone | Standard | 1 | Numeric | 1 | Y | N |  | [sigfig;2] |  | mg/kg
VOC >15_GC-MS_1mgkg | 1 | E | Butanone | Standard | 1 | Numeric | 1 | Y | N |  | [sigfig;2] |  | mg/kg
VOC >15_GC-MS_1mgkg | 1 | E | White Spirit | Standard | 1 | Numeric | 1 | Y | N |  | [sigfig;2] |  | mg/kg
VOC >15_GC-MS_1mgkg | 1 | E | Formamide | Standard | 1 | Numeric | 1 | Y | N |  | [sigfig;2] |  | mg/kg
VOC >15_GC-MS_1mgkg | 1 | E | 2-Phenyl-2-propanol | Standard | 1 | Numeric | 1 | Y | N |  | [sigfig;2] |  | mg/kg
VOC >15_GC-MS_1mgkg | 1 | E | Acetophenone | Standard | 1 | Numeric | 1 | Y | N |  | [sigfig;2] |  | mg/kg
VOC >15_GC-MS_1mgkg | 1 | E | Dimethylacetamide | Standard | 1 | Numeric | 1 | Y | N |  | [sigfig;2] |  | mg/kg
VOC >15_GC-MS_1mgkg | 1 | E | 1-Methyl-2-pyrrolidone | Standard | 1 | Numeric | 1 | Y | N |  | [sigfig;2] |  | mg/kg
VOC >15_GC-MS_1mgkg | 1 | E | Bis(2-methoxyethyl) ether | Standard | 1 | Numeric | 1 | Y | N |  | [sigfig;2] |  | mg/kg
VOC >15_GC-MS_1mgkg | 1 | E | Ethylbenzene | Standard | 1 | Numeric | 1 | Y | N |  | [sigfig;2] |  | mg/kg
VOC >15_GC-MS_1mgkg | 1 | E | Naphthalene | Standard | 1 | Numeric | 1 | Y | N |  | [sigfig;2] |  | mg/kg
VOC >15_GC-MS_1mgkg | 1 | E | 1,1,1,2-Tetrachloroethane | Standard | 1 | Numeric | 1 | Y | N |  | [sigfig;2] |  | mg/kg
VOC >15_GC-MS_1mgkg | 1 | E | 2-Methylphenol | Standard | 1 | Numeric | 1 | Y | N |  | [sigfig;2] |  | mg/kg
VOC >15_GC-MS_1mgkg | 1 | E | 4-Methylphenol | Standard | 1 | Numeric | 1 | Y | N |  | [sigfig;2] |  | mg/kg
VOC >15_GC-MS_1mgkg | 1 | E | Styrene | Standard | 1 | Numeric | 1 | Y | N |  | [sigfig;2] |  | mg/kg
VOC >15_GC-MS_1mgkg | 1 | E | Carbon Disulphide | Standard | 1 | Numeric | 1 | Y | N |  | [sigfig;2] |  | mg/kg
VOC >15_GC-MS_1mgkg | 1 | E | 1,1,2-Trichloroethane | Standard | 1 | Numeric | 1 | Y | N |  | [sigfig;2] |  | mg/kg
VOC >15_GC-MS_1mgkg | 1 | E | Hexachloroethane | Standard | 1 | Numeric | 1 | Y | N |  | [sigfig;2] |  | mg/kg
VOC >15_GC-MS_1mgkg | 1 | E | Aliphatic alkanes | Standard | 1 | Numeric | 1 | Y | N |  | [sigfig;2] |  | mg/kg
VOC >15_GC-MS_1mgkg | 1 | E | 1,1-Dichloroethene | Standard | 1 | Numeric | 1 | Y | N |  | [sigfig;2] |  | mg/kg
VOC >15_GC-MS_1mgkg | 1 | E | 1,2-Dichloroethane | Standard | 1 | Numeric | 1 | Y | N |  | [sigfig;2] |  | mg/kg
VOC >15_GC-MS_1mgkg | 1 | E | 1,2,3-Trichlorpropane | Standard | 1 | Numeric | 1 | Y | N |  | [sigfig;2] |  | mg/kg
VOC >15_GC-MS_1mgkg | 1 | E | 2-(2-Methoxyethoxy)ethanol | Standard | 1 | Numeric | 1 | Y | N |  | [sigfig;2] |  | mg/kg
VOC >15_GC-MS_1mgkg | 1 | E | 2-Methoxyethyl acetate | Standard | 1 | Numeric | 1 | Y | N |  | [sigfig;2] |  | mg/kg
VOC >15_GC-MS_1mgkg | 1 | E | 2-Methoxypropyl acetate | Standard | 1 | Numeric | 1 | Y | N |  | [sigfig;2] |  | mg/kg
VOC >15_GC-MS_1mgkg | 1 | E | Methanol | Standard | 1 | Numeric | 1 | Y | N |  | [sigfig;2] |  | mg/kg
VOC >15_GC-MS_1mgkg | 1 | E | 1,3,5-Trimethylbenzene | Standard | 1 | Numeric | 1 | Y | N |  | [sigfig;2] |  | mg/kg
VOC >15_GC-MS_1mgkg | 1 | E | n-Hexane | Standard | 1 | Numeric | 1 | Y | N |  | [sigfig;2] |  | mg/kg
HCHO Content-Leather_LC-DAD_5mgkg | 1 | E | Formaldehyde | Standard | 1 | Numeric | 1 | Y | N |  | [sigfig;2] |  | mg/kg
HCHO Content-Textile_UVVIS_16mgkg | 1 | E | Formaldehyde | Standard | 1 | Numeric | 1 | Y | N |  | [sigfig;2] |  | mg/kg
HCHO Release-Wood_UV-VIS_10mgkg | 1 | E | Formaldehyde | Standard | 1 | Numeric | 1 | Y | N |  | [sigfig;2] |  | mg/kg
Dimethylformamide_GC-MS_10mgkg | 1 | E | Dimethylformamide | Standard | 1 | Numeric | 1 | Y | N |  | [sigfig;2] |  | mg/kg
Dimethylformamide_GC-MS_10mgkg | 1 | E | Formamide | Standard | 1 | Numeric | 1 | Y | N |  | [sigfig;2] |  | mg/kg
Dimethylformamide_GC-MS_10mgkg | 1 | E | Dimethylacetamide | Standard | 1 | Numeric | 1 | Y | N |  | [sigfig;2] |  | mg/kg
Dimethylformamide_GC-MS_10mgkg | 1 | E | Bis(2-methoxyethyl) ether | Standard | 1 | Numeric | 1 | Y | N |  | [sigfig;2] |  | mg/kg
Extract Metals-Txt_ICP-MS_0.1mgkg | 1 | E | Al | Standard | 1 | Numeric | 1 | Y | N |  | [sigfig;2] |  | mg/kg
Extract Metals-Txt_ICP-MS_0.1mgkg | 1 | E | Sb | Standard | 1 | Numeric | 1 | Y | N |  | [sigfig;2] |  | mg/kg
Extract Metals-Txt_ICP-MS_0.1mgkg | 1 | E | Cd | Standard | 1 | Numeric | 1 | Y | N |  | [sigfig;2] |  | mg/kg
Extract Metals-Txt_ICP-MS_0.1mgkg | 1 | E | As | Standard | 1 | Numeric | 1 | Y | N |  | [sigfig;2] |  | mg/kg
Extract Metals-Txt_ICP-MS_0.1mgkg | 1 | E | Cr | Standard | 1 | Numeric | 1 | Y | N |  | [sigfig;2] |  | mg/kg
Extract Metals-Txt_ICP-MS_0.1mgkg | 1 | E | Pb | Standard | 1 | Numeric | 1 | Y | N |  | [sigfig;2] |  | mg/kg
Extract Metals-Txt_ICP-MS_0.1mgkg | 1 | E | Hg | Standard | 1 | Numeric | 1 | Y | N |  | [sigfig;2] |  | mg/kg
Extract Metals-Txt_ICP-MS_0.1mgkg | 1 | E | Co | Standard | 1 | Numeric | 1 | Y | N |  | [sigfig;2] |  | mg/kg
Extract Metals-Txt_ICP-MS_0.1mgkg | 1 | E | Cu | Standard | 1 | Numeric | 1 | Y | N |  | [sigfig;2] |  | mg/kg
Extract Metals-Txt_ICP-MS_0.1mgkg | 1 | E | Ti | Standard | 1 | Numeric | 1 | Y | N |  | [sigfig;2] |  | mg/kg
Extract Metals-Txt_ICP-MS_0.1mgkg | 1 | E | Zr | Standard | 1 | Numeric | 1 | Y | N |  | [sigfig;2] |  | mg/kg
Extract Metals-Txt_ICP-MS_0.1mgkg | 1 | E | Ni | Standard | 1 | Numeric | 1 | Y | N |  | [sigfig;2] |  | mg/kg
Extract Metals-Txt_ICP-MS_0.1mgkg | 1 | E | Ba | Standard | 1 | Numeric | 1 | Y | N |  | [sigfig;2] |  | mg/kg
Extract Metals-Txt_ICP-MS_0.1mgkg | 1 | E | Ca | Standard | 1 | Numeric | 1 | Y | N |  | [sigfig;2] |  | mg/kg
Extract Metals-Txt_ICP-MS_0.1mgkg | 1 | E | Fe | Standard | 1 | Numeric | 1 | Y | N |  | [sigfig;2] |  | mg/kg
Extract Metals-Txt_ICP-MS_0.1mgkg | 1 | E | Mn | Standard | 1 | Numeric | 1 | Y | N |  | [sigfig;2] |  | mg/kg
Extract Metals-Txt_ICP-MS_0.1mgkg | 1 | E | Mg | Standard | 1 | Numeric | 1 | Y | N |  | [sigfig;2] |  | mg/kg
Extract Metals-Txt_ICP-MS_0.1mgkg | 1 | E | Mo | Standard | 1 | Numeric | 1 | Y | N |  | [sigfig;2] |  | mg/kg
Extract Metals-Txt_ICP-MS_0.1mgkg | 1 | E | K | Standard | 1 | Numeric | 1 | Y | N |  | [sigfig;2] |  | mg/kg
Extract Metals-Txt_ICP-MS_0.1mgkg | 1 | E | Se | Standard | 1 | Numeric | 1 | Y | N |  | [sigfig;2] |  | mg/kg
Extract Metals-Txt_ICP-MS_0.1mgkg | 1 | E | Zn | Standard | 1 | Numeric | 1 | Y | N |  | [sigfig;2] |  | mg/kg
Extract Metals-Txt_ICP-MS_0.1mgkg | 1 | E | Sn | Standard | 1 | Numeric | 1 | Y | N |  | [sigfig;2] |  | mg/kg
Extract Metals-Txt_ICP-MS_0.1mgkg | 1 | E | Na | Standard | 1 | Numeric | 1 | Y | N |  | [sigfig;2] |  | mg/kg
Extract Metals-Txt_ICP-MS_0.1mgkg | 1 | E | Ag | Standard | 1 | Numeric | 1 | Y | N |  | [sigfig;2] |  | mg/kg
Extract Metals-Txt_ICP-MS_0.1mgkg | 1 | E | V | Standard | 1 | Numeric | 1 | Y | N |  | [sigfig;2] |  | mg/kg
Extract Metals-Txt_ICP-MS_0.1mgkg | 1 | E | Be | Standard | 1 | Numeric | 1 | Y | N |  | [sigfig;2] |  | mg/kg
Extract Metals-Txt_ICP-MS_0.1mgkg | 1 | E | Li | Standard | 1 | Numeric | 1 | Y | N |  | [sigfig;2] |  | mg/kg
Extract Metals-Txt_ICP-MS_0.1mgkg | 1 | E | Tl | Standard | 1 | Numeric | 1 | Y | N |  | [sigfig;2] |  | mg/kg
Extract Metals-Txt_ICP-MS_0.1mgkg | 1 | E | Si | Standard | 1 | Numeric | 1 | Y | N |  | [sigfig;2] |  | mg/kg
Extract Metals-Txt_ICP-MS_0.1mgkg | 1 | E | Sr | Standard | 1 | Numeric | 1 | Y | N |  | [sigfig;2] |  | mg/kg
Extract Metals-Txt_ICP-MS_0.1mgkg | 1 | E | Ta | Standard | 1 | Numeric | 1 | Y | N |  | [sigfig;2] |  | mg/kg
Extract Metals-Txt_ICP-MS_0.1mgkg | 1 | E | B | Standard | 1 | Numeric | 1 | Y | N |  | [sigfig;2] |  | mg/kg
Extract Metals-Txt_ICP-MS_0.1mgkg | 1 | E | Cr III | Standard | 1 | Numeric | 1 | Y | N |  | [sigfig;2] |  | mg/kg
Extract Metals-Txt_ICP-MS_0.1mgkg | 1 | E | Cr VI | Standard | 1 | Numeric | 1 | Y | N |  | [sigfig;2] |  | mg/kg
Extract Metals-Txt_ICP-MS_0.1mgkg | 1 | E | Pt | Standard | 1 | Numeric | 1 | Y | N |  | [sigfig;2] |  | mg/kg
Extract Metals-Txt_ICP-MS_0.1mgkg | 1 | E | Hf | Standard | 1 | Numeric | 1 | Y | N |  | [sigfig;2] |  | mg/kg
Extract Metals-Lth_ICP-MS_0.1mgkg | 1 | E | Al | Standard | 1 | Numeric | 1 | Y | N |  | [sigfig;2] |  | mg/kg
Extract Metals-Lth_ICP-MS_0.1mgkg | 1 | E | Sb | Standard | 1 | Numeric | 1 | Y | N |  | [sigfig;2] |  | mg/kg
Extract Metals-Lth_ICP-MS_0.1mgkg | 1 | E | Cd | Standard | 1 | Numeric | 1 | Y | N |  | [sigfig;2] |  | mg/kg
Extract Metals-Lth_ICP-MS_0.1mgkg | 1 | E | As | Standard | 1 | Numeric | 1 | Y | N |  | [sigfig;2] |  | mg/kg
Extract Metals-Lth_ICP-MS_0.1mgkg | 1 | E | Cr | Standard | 1 | Numeric | 1 | Y | N |  | [sigfig;2] |  | mg/kg
Extract Metals-Lth_ICP-MS_0.1mgkg | 1 | E | Pb | Standard | 1 | Numeric | 1 | Y | N |  | [sigfig;2] |  | mg/kg
Extract Metals-Lth_ICP-MS_0.1mgkg | 1 | E | Hg | Standard | 1 | Numeric | 1 | Y | N |  | [sigfig;2] |  | mg/kg
Extract Metals-Lth_ICP-MS_0.1mgkg | 1 | E | Co | Standard | 1 | Numeric | 1 | Y | N |  | [sigfig;2] |  | mg/kg
Extract Metals-Lth_ICP-MS_0.1mgkg | 1 | E | Cu | Standard | 1 | Numeric | 1 | Y | N |  | [sigfig;2] |  | mg/kg
Extract Metals-Lth_ICP-MS_0.1mgkg | 1 | E | Ti | Standard | 1 | Numeric | 1 | Y | N |  | [sigfig;2] |  | mg/kg
Extract Metals-Lth_ICP-MS_0.1mgkg | 1 | E | Zr | Standard | 1 | Numeric | 1 | Y | N |  | [sigfig;2] |  | mg/kg
Extract Metals-Lth_ICP-MS_0.1mgkg | 1 | E | Ni | Standard | 1 | Numeric | 1 | Y | N |  | [sigfig;2] |  | mg/kg
Extract Metals-Lth_ICP-MS_0.1mgkg | 1 | E | Ba | Standard | 1 | Numeric | 1 | Y | N |  | [sigfig;2] |  | mg/kg
Extract Metals-Lth_ICP-MS_0.1mgkg | 1 | E | Ca | Standard | 1 | Numeric | 1 | Y | N |  | [sigfig;2] |  | mg/kg
Extract Metals-Lth_ICP-MS_0.1mgkg | 1 | E | Fe | Standard | 1 | Numeric | 1 | Y | N |  | [sigfig;2] |  | mg/kg
Extract Metals-Lth_ICP-MS_0.1mgkg | 1 | E | Mn | Standard | 1 | Numeric | 1 | Y | N |  | [sigfig;2] |  | mg/kg
Extract Metals-Lth_ICP-MS_0.1mgkg | 1 | E | Mg | Standard | 1 | Numeric | 1 | Y | N |  | [sigfig;2] |  | mg/kg
Extract Metals-Lth_ICP-MS_0.1mgkg | 1 | E | Mo | Standard | 1 | Numeric | 1 | Y | N |  | [sigfig;2] |  | mg/kg
Extract Metals-Lth_ICP-MS_0.1mgkg | 1 | E | K | Standard | 1 | Numeric | 1 | Y | N |  | [sigfig;2] |  | mg/kg
Extract Metals-Lth_ICP-MS_0.1mgkg | 1 | E | Se | Standard | 1 | Numeric | 1 | Y | N |  | [sigfig;2] |  | mg/kg
Extract Metals-Lth_ICP-MS_0.1mgkg | 1 | E | Zn | Standard | 1 | Numeric | 1 | Y | N |  | [sigfig;2] |  | mg/kg
Extract Metals-Lth_ICP-MS_0.1mgkg | 1 | E | Sn | Standard | 1 | Numeric | 1 | Y | N |  | [sigfig;2] |  | mg/kg
Extract Metals-Lth_ICP-MS_0.1mgkg | 1 | E | Na | Standard | 1 | Numeric | 1 | Y | N |  | [sigfig;2] |  | mg/kg
Extract Metals-Lth_ICP-MS_0.1mgkg | 1 | E | Ag | Standard | 1 | Numeric | 1 | Y | N |  | [sigfig;2] |  | mg/kg
Extract Metals-Lth_ICP-MS_0.1mgkg | 1 | E | V | Standard | 1 | Numeric | 1 | Y | N |  | [sigfig;2] |  | mg/kg
Extract Metals-Lth_ICP-MS_0.1mgkg | 1 | E | Be | Standard | 1 | Numeric | 1 | Y | N |  | [sigfig;2] |  | mg/kg
Extract Metals-Lth_ICP-MS_0.1mgkg | 1 | E | Li | Standard | 1 | Numeric | 1 | Y | N |  | [sigfig;2] |  | mg/kg
Extract Metals-Lth_ICP-MS_0.1mgkg | 1 | E | Tl | Standard | 1 | Numeric | 1 | Y | N |  | [sigfig;2] |  | mg/kg
Extract Metals-Lth_ICP-MS_0.1mgkg | 1 | E | Si | Standard | 1 | Numeric | 1 | Y | N |  | [sigfig;2] |  | mg/kg
Extract Metals-Lth_ICP-MS_0.1mgkg | 1 | E | Sr | Standard | 1 | Numeric | 1 | Y | N |  | [sigfig;2] |  | mg/kg
Extract Metals-Lth_ICP-MS_0.1mgkg | 1 | E | Ta | Standard | 1 | Numeric | 1 | Y | N |  | [sigfig;2] |  | mg/kg
Extract Metals-Lth_ICP-MS_0.1mgkg | 1 | E | B | Standard | 1 | Numeric | 1 | Y | N |  | [sigfig;2] |  | mg/kg
Extract Metals-Lth_ICP-MS_0.1mgkg | 1 | E | Cr III | Standard | 1 | Numeric | 1 | Y | N |  | [sigfig;2] |  | mg/kg
Extract Metals-Lth_ICP-MS_0.1mgkg | 1 | E | Cr VI | Standard | 1 | Numeric | 1 | Y | N |  | [sigfig;2] |  | mg/kg
Extract Metals-Lth_ICP-MS_0.1mgkg | 1 | E | Pt | Standard | 1 | Numeric | 1 | Y | N |  | [sigfig;2] |  | mg/kg
Extract Metals-Lth_ICP-MS_0.1mgkg | 1 | E | Hf | Standard | 1 | Numeric | 1 | Y | N |  | [sigfig;2] |  | mg/kg
Extract Metals-Lth_ICP-MS_0.1mgkg | 1 | E | Sum of quantified heavy metals | Standard | 1 | Numeric | 1 | Y | N |  | [sigfig;2] |  | mg/kg
Total HM-digest-Txt_ICP-MS_5mgkg | 1 | E | Al | Standard | 1 | Numeric | 1 | Y | N |  | [sigfig;2] |  | mg/kg
Total HM-digest-Txt_ICP-MS_5mgkg | 1 | E | Sb | Standard | 1 | Numeric | 1 | Y | N |  | [sigfig;2] |  | mg/kg
Total HM-digest-Txt_ICP-MS_5mgkg | 1 | E | Cd | Standard | 1 | Numeric | 1 | Y | N |  | [sigfig;2] |  | mg/kg
Total HM-digest-Txt_ICP-MS_5mgkg | 1 | E | As | Standard | 1 | Numeric | 1 | Y | N |  | [sigfig;2] |  | mg/kg
Total HM-digest-Txt_ICP-MS_5mgkg | 1 | E | Cr | Standard | 1 | Numeric | 1 | Y | N |  | [sigfig;2] |  | mg/kg
Total HM-digest-Txt_ICP-MS_5mgkg | 1 | E | Pb | Standard | 1 | Numeric | 1 | Y | N |  | [sigfig;2] |  | mg/kg
Total HM-digest-Txt_ICP-MS_5mgkg | 1 | E | Hg | Standard | 1 | Numeric | 1 | Y | N |  | [sigfig;2] |  | mg/kg
Total HM-digest-Txt_ICP-MS_5mgkg | 1 | E | Co | Standard | 1 | Numeric | 1 | Y | N |  | [sigfig;2] |  | mg/kg
Total HM-digest-Txt_ICP-MS_5mgkg | 1 | E | Cu | Standard | 1 | Numeric | 1 | Y | N |  | [sigfig;2] |  | mg/kg
Total HM-digest-Txt_ICP-MS_5mgkg | 1 | E | Ti | Standard | 1 | Numeric | 1 | Y | N |  | [sigfig;2] |  | mg/kg
Total HM-digest-Txt_ICP-MS_5mgkg | 1 | E | Zr | Standard | 1 | Numeric | 1 | Y | N |  | [sigfig;2] |  | mg/kg
Total HM-digest-Txt_ICP-MS_5mgkg | 1 | E | Ni | Standard | 1 | Numeric | 1 | Y | N |  | [sigfig;2] |  | mg/kg
Total HM-digest-Txt_ICP-MS_5mgkg | 1 | E | Ba | Standard | 1 | Numeric | 1 | Y | N |  | [sigfig;2] |  | mg/kg
Total HM-digest-Txt_ICP-MS_5mgkg | 1 | E | Ca | Standard | 1 | Numeric | 1 | Y | N |  | [sigfig;2] |  | mg/kg
Total HM-digest-Txt_ICP-MS_5mgkg | 1 | E | Fe | Standard | 1 | Numeric | 1 | Y | N |  | [sigfig;2] |  | mg/kg
Total HM-digest-Txt_ICP-MS_5mgkg | 1 | E | Mn | Standard | 1 | Numeric | 1 | Y | N |  | [sigfig;2] |  | mg/kg
Total HM-digest-Txt_ICP-MS_5mgkg | 1 | E | Mg | Standard | 1 | Numeric | 1 | Y | N |  | [sigfig;2] |  | mg/kg
Total HM-digest-Txt_ICP-MS_5mgkg | 1 | E | Mo | Standard | 1 | Numeric | 1 | Y | N |  | [sigfig;2] |  | mg/kg
Total HM-digest-Txt_ICP-MS_5mgkg | 1 | E | K | Standard | 1 | Numeric | 1 | Y | N |  | [sigfig;2] |  | mg/kg
Total HM-digest-Txt_ICP-MS_5mgkg | 1 | E | Se | Standard | 1 | Numeric | 1 | Y | N |  | [sigfig;2] |  | mg/kg
Total HM-digest-Txt_ICP-MS_5mgkg | 1 | E | Zn | Standard | 1 | Numeric | 1 | Y | N |  | [sigfig;2] |  | mg/kg
Total HM-digest-Txt_ICP-MS_5mgkg | 1 | E | Sn | Standard | 1 | Numeric | 1 | Y | N |  | [sigfig;2] |  | mg/kg
Total HM-digest-Txt_ICP-MS_5mgkg | 1 | E | Na | Standard | 1 | Numeric | 1 | Y | N |  | [sigfig;2] |  | mg/kg
Total HM-digest-Txt_ICP-MS_5mgkg | 1 | E | Ag | Standard | 1 | Numeric | 1 | Y | N |  | [sigfig;2] |  | mg/kg
Total HM-digest-Txt_ICP-MS_5mgkg | 1 | E | V | Standard | 1 | Numeric | 1 | Y | N |  | [sigfig;2] |  | mg/kg
Total HM-digest-Txt_ICP-MS_5mgkg | 1 | E | Be | Standard | 1 | Numeric | 1 | Y | N |  | [sigfig;2] |  | mg/kg
Total HM-digest-Txt_ICP-MS_5mgkg | 1 | E | Li | Standard | 1 | Numeric | 1 | Y | N |  | [sigfig;2] |  | mg/kg
Total HM-digest-Txt_ICP-MS_5mgkg | 1 | E | Tl | Standard | 1 | Numeric | 1 | Y | N |  | [sigfig;2] |  | mg/kg
Total HM-digest-Txt_ICP-MS_5mgkg | 1 | E | Si | Standard | 1 | Numeric | 1 | Y | N |  | [sigfig;2] |  | mg/kg
Total HM-digest-Txt_ICP-MS_5mgkg | 1 | E | Sr | Standard | 1 | Numeric | 1 | Y | N |  | [sigfig;2] |  | mg/kg
Total HM-digest-Txt_ICP-MS_5mgkg | 1 | E | Ta | Standard | 1 | Numeric | 1 | Y | N |  | [sigfig;2] |  | mg/kg
Total HM-digest-Txt_ICP-MS_5mgkg | 1 | E | B | Standard | 1 | Numeric | 1 | Y | N |  | [sigfig;2] |  | mg/kg
Total HM-digest-Txt_ICP-MS_5mgkg | 1 | E | Cr III | Standard | 1 | Numeric | 1 | Y | N |  | [sigfig;2] |  | mg/kg
Total HM-digest-Txt_ICP-MS_5mgkg | 1 | E | Cr VI | Standard | 1 | Numeric | 1 | Y | N |  | [sigfig;2] |  | mg/kg
Total HM-digest-Txt_ICP-MS_5mgkg | 1 | E | Pt | Standard | 1 | Numeric | 1 | Y | N |  | [sigfig;2] |  | mg/kg
Total HM-digest-Txt_ICP-MS_5mgkg | 1 | E | Hf | Standard | 1 | Numeric | 1 | Y | N |  | [sigfig;2] |  | mg/kg
Total lead -Paint_ICP-MS_5mgkg | 1 | E | Pb | Standard | 1 | Numeric | 1 | Y | N |  | [sigfig;2] |  | mg/kg
Total Lead-Non metal_ICP-MS_5mgkg | 1 | E | Pb | Standard | 1 | Numeric | 1 | Y | N |  | [sigfig;2] |  | mg/kg
Total Pb+Cd - Metals_ICP-MS_5mgkg | 1 | E | Cd | Standard | 1 | Numeric | 1 | Y | N |  | [sigfig;2] |  | mg/kg
Total Pb+Cd - Metals_ICP-MS_5mgkg | 1 | E | Pb | Standard | 1 | Numeric | 1 | Y | N |  | [sigfig;2] |  | mg/kg
19 elements-toys_ICP-MS | 1 | E | Al | Standard | 1 | Numeric | 1 | Y | N |  | [sigfig;2] |  | mg/kg
19 elements-toys_ICP-MS | 1 | E | Sb | Standard | 1 | Numeric | 1 | Y | N |  | [sigfig;2] |  | mg/kg
19 elements-toys_ICP-MS | 1 | E | Cd | Standard | 1 | Numeric | 1 | Y | N |  | [sigfig;2] |  | mg/kg
19 elements-toys_ICP-MS | 1 | E | As | Standard | 1 | Numeric | 1 | Y | N |  | [sigfig;2] |  | mg/kg
19 elements-toys_ICP-MS | 1 | E | Cr | Standard | 1 | Numeric | 1 | Y | N |  | [sigfig;2] |  | mg/kg
19 elements-toys_ICP-MS | 1 | E | Pb | Standard | 1 | Numeric | 1 | Y | N |  | [sigfig;2] |  | mg/kg
19 elements-toys_ICP-MS | 1 | E | Hg | Standard | 1 | Numeric | 1 | Y | N |  | [sigfig;2] |  | mg/kg
19 elements-toys_ICP-MS | 1 | E | Co | Standard | 1 | Numeric | 1 | Y | N |  | [sigfig;2] |  | mg/kg
19 elements-toys_ICP-MS | 1 | E | Cu | Standard | 1 | Numeric | 1 | Y | N |  | [sigfig;2] |  | mg/kg
19 elements-toys_ICP-MS | 1 | E | Ti | Standard | 1 | Numeric | 1 | Y | N |  | [sigfig;2] |  | mg/kg
19 elements-toys_ICP-MS | 1 | E | Zr | Standard | 1 | Numeric | 1 | Y | N |  | [sigfig;2] |  | mg/kg
19 elements-toys_ICP-MS | 1 | E | Ni | Standard | 1 | Numeric | 1 | Y | N |  | [sigfig;2] |  | mg/kg
19 elements-toys_ICP-MS | 1 | E | Ba | Standard | 1 | Numeric | 1 | Y | N |  | [sigfig;2] |  | mg/kg
19 elements-toys_ICP-MS | 1 | E | Ca | Standard | 1 | Numeric | 1 | Y | N |  | [sigfig;2] |  | mg/kg
19 elements-toys_ICP-MS | 1 | E | Fe | Standard | 1 | Numeric | 1 | Y | N |  | [sigfig;2] |  | mg/kg
19 elements-toys_ICP-MS | 1 | E | Mn | Standard | 1 | Numeric | 1 | Y | N |  | [sigfig;2] |  | mg/kg
19 elements-toys_ICP-MS | 1 | E | Mg | Standard | 1 | Numeric | 1 | Y | N |  | [sigfig;2] |  | mg/kg
19 elements-toys_ICP-MS | 1 | E | Mo | Standard | 1 | Numeric | 1 | Y | N |  | [sigfig;2] |  | mg/kg
19 elements-toys_ICP-MS | 1 | E | K | Standard | 1 | Numeric | 1 | Y | N |  | [sigfig;2] |  | mg/kg
19 elements-toys_ICP-MS | 1 | E | Se | Standard | 1 | Numeric | 1 | Y | N |  | [sigfig;2] |  | mg/kg
19 elements-toys_ICP-MS | 1 | E | Zn | Standard | 1 | Numeric | 1 | Y | N |  | [sigfig;2] |  | mg/kg
19 elements-toys_ICP-MS | 1 | E | Sn | Standard | 1 | Numeric | 1 | Y | N |  | [sigfig;2] |  | mg/kg
19 elements-toys_ICP-MS | 1 | E | Na | Standard | 1 | Numeric | 1 | Y | N |  | [sigfig;2] |  | mg/kg
19 elements-toys_ICP-MS | 1 | E | Ag | Standard | 1 | Numeric | 1 | Y | N |  | [sigfig;2] |  | mg/kg
19 elements-toys_ICP-MS | 1 | E | V | Standard | 1 | Numeric | 1 | Y | N |  | [sigfig;2] |  | mg/kg
19 elements-toys_ICP-MS | 1 | E | Be | Standard | 1 | Numeric | 1 | Y | N |  | [sigfig;2] |  | mg/kg
19 elements-toys_ICP-MS | 1 | E | Li | Standard | 1 | Numeric | 1 | Y | N |  | [sigfig;2] |  | mg/kg
19 elements-toys_ICP-MS | 1 | E | Tl | Standard | 1 | Numeric | 1 | Y | N |  | [sigfig;2] |  | mg/kg
19 elements-toys_ICP-MS | 1 | E | Si | Standard | 1 | Numeric | 1 | Y | N |  | [sigfig;2] |  | mg/kg
19 elements-toys_ICP-MS | 1 | E | Sr | Standard | 1 | Numeric | 1 | Y | N |  | [sigfig;2] |  | mg/kg
19 elements-toys_ICP-MS | 1 | E | Ta | Standard | 1 | Numeric | 1 | Y | N |  | [sigfig;2] |  | mg/kg
19 elements-toys_ICP-MS | 1 | E | B | Standard | 1 | Numeric | 1 | Y | N |  | [sigfig;2] |  | mg/kg
19 elements-toys_ICP-MS | 1 | E | Cr III | Standard | 1 | Numeric | 1 | Y | N |  | [sigfig;2] |  | mg/kg
19 elements-toys_ICP-MS | 1 | E | Cr VI | Standard | 1 | Numeric | 1 | Y | N |  | [sigfig;2] |  | mg/kg
19 elements-toys_ICP-MS | 1 | E | Pt | Standard | 1 | Numeric | 1 | Y | N |  | [sigfig;2] |  | mg/kg
19 elements-toys_ICP-MS | 1 | E | Hf | Standard | 1 | Numeric | 1 | Y | N |  | [sigfig;2] |  | mg/kg
Chromium VI -Ageing_UVVIS_3mgkg | 1 | E | Cr VI | Standard | 1 | Numeric | 1 | Y | N |  | [sigfig;2] |  | mg/kg
CrVI -Ageing_IC-PCR-UVVIS_3mgkg | 1 | E | Cr VI | Standard | 1 | Numeric | 1 | Y | N |  | [sigfig;2] |  | mg/kg
CrVI without ageing_UVVIS_3mgkg | 1 | E | Cr VI | Standard | 1 | Numeric | 1 | Y | N |  | [sigfig;2] |  | mg/kg
CrVI without ageing_IC-PCR-UVVIS_3mgkg | 1 | E | Cr VI | Standard | 1 | Numeric | 1 | Y | N |  | [sigfig;2] |  | mg/kg
CrVI-UV ageing-B02_UVVIS_3mgkg | 1 | E | Cr VI | Standard | 1 | Numeric | 1 | Y | N |  | [sigfig;2] |  | mg/kg
CrVI-UV ageing-ICPCR_IC-PCR-UVVIS_3mgkg | 1 | E | Cr VI | Standard | 1 | Numeric | 1 | Y | N |  | [sigfig;2] |  | mg/kg
Total Metals Leather_ICP-MS_10mgkg | 1 | E | Al | Standard | 1 | Numeric | 1 | Y | N |  | [sigfig;2] |  | mg/kg
Total Metals Leather_ICP-MS_10mgkg | 1 | E | Sb | Standard | 1 | Numeric | 1 | Y | N |  | [sigfig;2] |  | mg/kg
Total Metals Leather_ICP-MS_10mgkg | 1 | E | Cd | Standard | 1 | Numeric | 1 | Y | N |  | [sigfig;2] |  | mg/kg
Total Metals Leather_ICP-MS_10mgkg | 1 | E | As | Standard | 1 | Numeric | 1 | Y | N |  | [sigfig;2] |  | mg/kg
Total Metals Leather_ICP-MS_10mgkg | 1 | E | Cr | Standard | 1 | Numeric | 1 | Y | N |  | [sigfig;2] |  | mg/kg
Total Metals Leather_ICP-MS_10mgkg | 1 | E | Pb | Standard | 1 | Numeric | 1 | Y | N |  | [sigfig;2] |  | mg/kg
Total Metals Leather_ICP-MS_10mgkg | 1 | E | Hg | Standard | 1 | Numeric | 1 | Y | N |  | [sigfig;2] |  | mg/kg
Total Metals Leather_ICP-MS_10mgkg | 1 | E | Co | Standard | 1 | Numeric | 1 | Y | N |  | [sigfig;2] |  | mg/kg
Total Metals Leather_ICP-MS_10mgkg | 1 | E | Cu | Standard | 1 | Numeric | 1 | Y | N |  | [sigfig;2] |  | mg/kg
Total Metals Leather_ICP-MS_10mgkg | 1 | E | Ti | Standard | 1 | Numeric | 1 | Y | N |  | [sigfig;2] |  | mg/kg
Total Metals Leather_ICP-MS_10mgkg | 1 | E | Zr | Standard | 1 | Numeric | 1 | Y | N |  | [sigfig;2] |  | mg/kg
Total Metals Leather_ICP-MS_10mgkg | 1 | E | Ni | Standard | 1 | Numeric | 1 | Y | N |  | [sigfig;2] |  | mg/kg
Total Metals Leather_ICP-MS_10mgkg | 1 | E | Ba | Standard | 1 | Numeric | 1 | Y | N |  | [sigfig;2] |  | mg/kg
Total Metals Leather_ICP-MS_10mgkg | 1 | E | Ca | Standard | 1 | Numeric | 1 | Y | N |  | [sigfig;2] |  | mg/kg
Total Metals Leather_ICP-MS_10mgkg | 1 | E | Fe | Standard | 1 | Numeric | 1 | Y | N |  | [sigfig;2] |  | mg/kg
Total Metals Leather_ICP-MS_10mgkg | 1 | E | Mn | Standard | 1 | Numeric | 1 | Y | N |  | [sigfig;2] |  | mg/kg
Total Metals Leather_ICP-MS_10mgkg | 1 | E | Mg | Standard | 1 | Numeric | 1 | Y | N |  | [sigfig;2] |  | mg/kg
Total Metals Leather_ICP-MS_10mgkg | 1 | E | Mo | Standard | 1 | Numeric | 1 | Y | N |  | [sigfig;2] |  | mg/kg
Total Metals Leather_ICP-MS_10mgkg | 1 | E | K | Standard | 1 | Numeric | 1 | Y | N |  | [sigfig;2] |  | mg/kg
Total Metals Leather_ICP-MS_10mgkg | 1 | E | Se | Standard | 1 | Numeric | 1 | Y | N |  | [sigfig;2] |  | mg/kg
Total Metals Leather_ICP-MS_10mgkg | 1 | E | Zn | Standard | 1 | Numeric | 1 | Y | N |  | [sigfig;2] |  | mg/kg
Total Metals Leather_ICP-MS_10mgkg | 1 | E | Sn | Standard | 1 | Numeric | 1 | Y | N |  | [sigfig;2] |  | mg/kg
Total Metals Leather_ICP-MS_10mgkg | 1 | E | Na | Standard | 1 | Numeric | 1 | Y | N |  | [sigfig;2] |  | mg/kg
Total Metals Leather_ICP-MS_10mgkg | 1 | E | Ag | Standard | 1 | Numeric | 1 | Y | N |  | [sigfig;2] |  | mg/kg
Total Metals Leather_ICP-MS_10mgkg | 1 | E | V | Standard | 1 | Numeric | 1 | Y | N |  | [sigfig;2] |  | mg/kg
Total Metals Leather_ICP-MS_10mgkg | 1 | E | Be | Standard | 1 | Numeric | 1 | Y | N |  | [sigfig;2] |  | mg/kg
Total Metals Leather_ICP-MS_10mgkg | 1 | E | Li | Standard | 1 | Numeric | 1 | Y | N |  | [sigfig;2] |  | mg/kg
Total Metals Leather_ICP-MS_10mgkg | 1 | E | Tl | Standard | 1 | Numeric | 1 | Y | N |  | [sigfig;2] |  | mg/kg
Total Metals Leather_ICP-MS_10mgkg | 1 | E | Si | Standard | 1 | Numeric | 1 | Y | N |  | [sigfig;2] |  | mg/kg
Total Metals Leather_ICP-MS_10mgkg | 1 | E | Sr | Standard | 1 | Numeric | 1 | Y | N |  | [sigfig;2] |  | mg/kg
Total Metals Leather_ICP-MS_10mgkg | 1 | E | Ta | Standard | 1 | Numeric | 1 | Y | N |  | [sigfig;2] |  | mg/kg
Total Metals Leather_ICP-MS_10mgkg | 1 | E | B | Standard | 1 | Numeric | 1 | Y | N |  | [sigfig;2] |  | mg/kg
Total Metals Leather_ICP-MS_10mgkg | 1 | E | Cr III | Standard | 1 | Numeric | 1 | Y | N |  | [sigfig;2] |  | mg/kg
Total Metals Leather_ICP-MS_10mgkg | 1 | E | Cr VI | Standard | 1 | Numeric | 1 | Y | N |  | [sigfig;2] |  | mg/kg
Total Metals Leather_ICP-MS_10mgkg | 1 | E | Pt | Standard | 1 | Numeric | 1 | Y | N |  | [sigfig;2] |  | mg/kg
Total Metals Leather_ICP-MS_10mgkg | 1 | E | Hf | Standard | 1 | Numeric | 1 | Y | N |  | [sigfig;2] |  | mg/kg
2-MBT_LC-DAD_10mgkg | 1 | E | 2-MBT | Standard | 1 | Numeric | 1 | Y | N |  | [sigfig;2] |  | mg/kg
NMP leather_GC-MS_10mgkg | 1 | E | 1-Methyl-2-pyrrolidone | Standard | 1 | Numeric | 1 | Y | N |  | [sigfig;2] |  | mg/kg
RoHS-CrVI-poly_UVVIS_100 mgkg | 1 | E | Cr VI | Standard | 1 | Numeric | 1 | Y | N |  | [sigfig;2] |  | mg/kg
PFOA_PFOS_GC-CI-MS_0.5µgm² | 1 | E | N-Me-FOSA | Standard mass related | 1 | Numeric | 1 | Y | N |  | [sigfig;2] |  | mg/kg
PFOA_PFOS_GC-CI-MS_0.5µgm² | 1 | E | N-Et-FOSA | Standard mass related | 1 | Numeric | 1 | Y | N |  | [sigfig;2] |  | mg/kg
PFOA_PFOS_GC-CI-MS_0.5µgm² | 1 | E | N-Me-FOSE | Standard mass related | 1 | Numeric | 1 | Y | N |  | [sigfig;2] |  | mg/kg
PFOA_PFOS_GC-CI-MS_0.5µgm² | 1 | E | N-Et-FOSE | Standard mass related | 1 | Numeric | 1 | Y | N |  | [sigfig;2] |  | mg/kg
PFOA_PFOS_GC-CI-MS_0.5µgm² | 1 | E | 4:2 FTOH | Standard mass related | 1 | Numeric | 1 | Y | N |  | [sigfig;2] |  | mg/kg
PFOA_PFOS_GC-CI-MS_0.5µgm² | 1 | E | 6:2 FTOH | Standard mass related | 1 | Numeric | 1 | Y | N |  | [sigfig;2] |  | mg/kg
PFOA_PFOS_GC-CI-MS_0.5µgm² | 1 | E | 8:2 FTOH | Standard mass related | 1 | Numeric | 1 | Y | N |  | [sigfig;2] |  | mg/kg
PFOA_PFOS_GC-CI-MS_0.5µgm² | 1 | E | 10:2 FTOH | Standard mass related | 1 | Numeric | 1 | Y | N |  | [sigfig;2] |  | mg/kg
PFOA_PFOS_LC-MSMS_0.5µgm² | 1 | E | 8:2 FTS | Standard mass related | 1 | Numeric | 1 | Y | N |  | [sigfig;2] |  | mg/kg
PFOA_PFOS_LC-MSMS_0.5µgm² | 1 | E | 8:2 FTA | Standard mass related | 1 | Numeric | 1 | Y | N |  | [sigfig;2] |  | mg/kg
PFOA_PFOS_LC-MSMS_0.5µgm² | 1 | E | 8:2 FTMA | Standard mass related | 1 | Numeric | 1 | Y | N |  | [sigfig;2] |  | mg/kg
PFOA_PFOS_LC-MSMS_0.5µgm² | 1 | E | PFNA | Standard mass related | 1 | Numeric | 1 | Y | N |  | [sigfig;2] |  | mg/kg
PFOA_PFOS_LC-MSMS_0.5µgm² | 1 | E | PFBS | Standard mass related | 1 | Numeric | 1 | Y | N |  | [sigfig;2] |  | mg/kg
PFOA_PFOS_LC-MSMS_0.5µgm² | 1 | E | PFUdA | Standard mass related | 1 | Numeric | 1 | Y | N |  | [sigfig;2] |  | mg/kg
PFOA_PFOS_LC-MSMS_0.5µgm² | 1 | E | PFDoA | Standard mass related | 1 | Numeric | 1 | Y | N |  | [sigfig;2] |  | mg/kg
PFOA_PFOS_LC-MSMS_0.5µgm² | 1 | E | PFTrDA | Standard mass related | 1 | Numeric | 1 | Y | N |  | [sigfig;2] |  | mg/kg
PFOA_PFOS_LC-MSMS_0.5µgm² | 1 | E | PFTeDA | Standard mass related | 1 | Numeric | 1 | Y | N |  | [sigfig;2] |  | mg/kg
PFOA_PFOS_LC-MSMS_0.5µgm² | 1 | E | PFDA | Standard mass related | 1 | Numeric | 1 | Y | N |  | [sigfig;2] |  | mg/kg
PFOA_PFOS_LC-MSMS_0.5µgm² | 1 | E | PFHxS | Standard mass related | 1 | Numeric | 1 | Y | N |  | [sigfig;2] |  | mg/kg
PFOA_PFOS_LC-MSMS_0.5µgm² | 1 | E | PFHxA | Standard mass related | 1 | Numeric | 1 | Y | N |  | [sigfig;2] |  | mg/kg
PFOA_PFOS_LC-MSMS_0.5µgm² | 1 | E | PFHpA | Standard mass related | 1 | Numeric | 1 | Y | N |  | [sigfig;2] |  | mg/kg
PFOA_PFOS_LC-MSMS_0.5µgm² | 1 | E | Et-PFOA | Standard mass related | 1 | Numeric | 1 | Y | N |  | [sigfig;2] |  | mg/kg
PFOA_PFOS_LC-MSMS_0.5µgm² | 1 | E | Me-PFOA | Standard mass related | 1 | Numeric | 1 | Y | N |  | [sigfig;2] |  | mg/kg
PFOA_PFOS_LC-MSMS_0.5µgm² | 1 | E | POSF | Standard mass related | 1 | Numeric | 1 | Y | N |  | [sigfig;2] |  | mg/kg
PFOA_PFOS_LC-MSMS_0.5µgm² | 1 | E | PFOS | Standard mass related | 1 | Numeric | 1 | Y | N |  | [sigfig;2] |  | mg/kg
PFOA_PFOS_LC-MSMS_0.5µgm² | 1 | E | PFOSA | Standard mass related | 1 | Numeric | 1 | Y | N |  | [sigfig;2] |  | mg/kg
PFOA_PFOS_LC-MSMS_0.5µgm² | 1 | E | PFOA | Standard mass related | 1 | Numeric | 1 | Y | N |  | [sigfig;2] |  | mg/kg
COCs_GC-MS_0.1mgkg | 1 | E | Tetrachlorobenzenes (Sum) | Quantity | 1 | Numeric | 1 | Y | N |  | [sigfig;2] |  | mg/kg
Sum of PAHs_GC-MS_0.2mgkg | 1 | F | Sum of quantified GS PAH | Quantity | 1 | Numeric (Calc) | 1 | Y | N |  | [sigfig;2] |  | mg/kg |  |  |  |  | [Phenanthrene;Standard]+[Pyrene;Standard]+[Anthracene;Standard]+[Fluoranthene;Standard]
Sum of PAHs_GC-MS_0.2mgkg | 1 | F | Sum of quantified PAH | Quantity | 1 | Numeric (Calc) | 1 | Y | N |  | [sigfig;2] |  | mg/kg |  |  |  |  | $G{TLIMS.SumReportableValues(${Sum of PAHs_GC-MS_0,2mgkg;*;F;*¦*;Standard;#;(all)})}
PFOA_PFOS_GC-CI-MS_0.5µgm² | 1 | F | N-Me-FOSA | Standard mass related | 1 | Numeric (Calc) | 1 | Y | N |  | [sigfig;2] |  | mg/kg |  |  |  |  | [*;*;R;#¦#;Raw Value;#]*[*;*;1;#¦FinalVolume;*;#]*[*;*;1;#¦Dilution Factor;Standard;#]/[Weighing;*;*;1¦Weight;*;1]/1000
PFOA_PFOS_GC-CI-MS_0.5µgm² | 1 | F | N-Et-FOSA | Standard mass related | 1 | Numeric (Calc) | 1 | Y | N |  | [sigfig;2] |  | mg/kg |  |  |  |  | [*;*;R;#¦#;Raw Value;#]*[*;*;1;#¦FinalVolume;*;#]*[*;*;1;#¦Dilution Factor;Standard;#]/[Weighing;*;*;1¦Weight;*;1]/1000
PFOA_PFOS_GC-CI-MS_0.5µgm² | 1 | F | N-Me-FOSE | Standard mass related | 1 | Numeric (Calc) | 1 | Y | N |  | [sigfig;2] |  | mg/kg |  |  |  |  | [*;*;R;#¦#;Raw Value;#]*[*;*;1;#¦FinalVolume;*;#]*[*;*;1;#¦Dilution Factor;Standard;#]/[Weighing;*;*;1¦Weight;*;1]/1000
PFOA_PFOS_GC-CI-MS_0.5µgm² | 1 | F | N-Et-FOSE | Standard mass related | 1 | Numeric (Calc) | 1 | Y | N |  | [sigfig;2] |  | mg/kg |  |  |  |  | [*;*;R;#¦#;Raw Value;#]*[*;*;1;#¦FinalVolume;*;#]*[*;*;1;#¦Dilution Factor;Standard;#]/[Weighing;*;*;1¦Weight;*;1]/1000
PFOA_PFOS_GC-CI-MS_0.5µgm² | 1 | F | 4:2 FTOH | Standard mass related | 1 | Numeric (Calc) | 1 | Y | N |  | [sigfig;2] |  | mg/kg |  |  |  |  | [*;*;R;#¦#;Raw Value;#]*[*;*;1;#¦FinalVolume;*;#]*[*;*;1;#¦Dilution Factor;Standard;#]/[Weighing;*;*;1¦Weight;*;1]/1000
PFOA_PFOS_GC-CI-MS_0.5µgm² | 1 | F | 6:2 FTOH | Standard mass related | 1 | Numeric (Calc) | 1 | Y | N |  | [sigfig;2] |  | mg/kg |  |  |  |  | [*;*;R;#¦#;Raw Value;#]*[*;*;1;#¦FinalVolume;*;#]*[*;*;1;#¦Dilution Factor;Standard;#]/[Weighing;*;*;1¦Weight;*;1]/1000
PFOA_PFOS_GC-CI-MS_0.5µgm² | 1 | F | 8:2 FTOH | Standard mass related | 1 | Numeric (Calc) | 1 | Y | N |  | [sigfig;2] |  | mg/kg |  |  |  |  | [*;*;R;#¦#;Raw Value;#]*[*;*;1;#¦FinalVolume;*;#]*[*;*;1;#¦Dilution Factor;Standard;#]/[Weighing;*;*;1¦Weight;*;1]/1000
PFOA_PFOS_GC-CI-MS_0.5µgm² | 1 | F | 10:2 FTOH | Standard mass related | 1 | Numeric (Calc) | 1 | Y | N |  | [sigfig;2] |  | mg/kg |  |  |  |  | [*;*;R;#¦#;Raw Value;#]*[*;*;1;#¦FinalVolume;*;#]*[*;*;1;#¦Dilution Factor;Standard;#]/[Weighing;*;*;1¦Weight;*;1]/1000
PFOA_PFOS_LC-MSMS_0.5µgm² | 1 | F | 8:2 FTS | Standard mass related | 1 | Numeric (Calc) | 1 | Y | N |  | [sigfig;2] |  | mg/kg |  |  |  |  | [*;*;R;#¦#;Raw Value;#]*[*;*;1;#¦FinalVolume;*;#]*[*;*;1;#¦Dilution Factor;Standard;#]/[Weighing;*;*;1¦Weight;*;1]/1000
PFOA_PFOS_LC-MSMS_0.5µgm² | 1 | F | 8:2 FTA | Standard mass related | 1 | Numeric (Calc) | 1 | Y | N |  | [sigfig;2] |  | mg/kg |  |  |  |  | [*;*;R;#¦#;Raw Value;#]*[*;*;1;#¦FinalVolume;*;#]*[*;*;1;#¦Dilution Factor;Standard;#]/[Weighing;*;*;1¦Weight;*;1]/1000
PFOA_PFOS_LC-MSMS_0.5µgm² | 1 | F | 8:2 FTMA | Standard mass related | 1 | Numeric (Calc) | 1 | Y | N |  | [sigfig;2] |  | mg/kg |  |  |  |  | [*;*;R;#¦#;Raw Value;#]*[*;*;1;#¦FinalVolume;*;#]*[*;*;1;#¦Dilution Factor;Standard;#]/[Weighing;*;*;1¦Weight;*;1]/1000
PFOA_PFOS_LC-MSMS_0.5µgm² | 1 | F | PFNA | Standard mass related | 1 | Numeric (Calc) | 1 | Y | N |  | [sigfig;2] |  | mg/kg |  |  |  |  | [*;*;R;#¦#;Raw Value;#]*[*;*;1;#¦FinalVolume;*;#]*[*;*;1;#¦Dilution Factor;Standard;#]/[Weighing;*;*;1¦Weight;*;1]/1000
PFOA_PFOS_LC-MSMS_0.5µgm² | 1 | F | PFBS | Standard mass related | 1 | Numeric (Calc) | 1 | Y | N |  | [sigfig;2] |  | mg/kg |  |  |  |  | [*;*;R;#¦#;Raw Value;#]*[*;*;1;#¦FinalVolume;*;#]*[*;*;1;#¦Dilution Factor;Standard;#]/[Weighing;*;*;1¦Weight;*;1]/1000
PFOA_PFOS_LC-MSMS_0.5µgm² | 1 | F | PFUdA | Standard mass related | 1 | Numeric (Calc) | 1 | Y | N |  | [sigfig;2] |  | mg/kg |  |  |  |  | [*;*;R;#¦#;Raw Value;#]*[*;*;1;#¦FinalVolume;*;#]*[*;*;1;#¦Dilution Factor;Standard;#]/[Weighing;*;*;1¦Weight;*;1]/1000
PFOA_PFOS_LC-MSMS_0.5µgm² | 1 | F | PFDoA | Standard mass related | 1 | Numeric (Calc) | 1 | Y | N |  | [sigfig;2] |  | mg/kg |  |  |  |  | [*;*;R;#¦#;Raw Value;#]*[*;*;1;#¦FinalVolume;*;#]*[*;*;1;#¦Dilution Factor;Standard;#]/[Weighing;*;*;1¦Weight;*;1]/1000
PFOA_PFOS_LC-MSMS_0.5µgm² | 1 | F | PFTrDA | Standard mass related | 1 | Numeric (Calc) | 1 | Y | N |  | [sigfig;2] |  | mg/kg |  |  |  |  | [*;*;R;#¦#;Raw Value;#]*[*;*;1;#¦FinalVolume;*;#]*[*;*;1;#¦Dilution Factor;Standard;#]/[Weighing;*;*;1¦Weight;*;1]/1000
PFOA_PFOS_LC-MSMS_0.5µgm² | 1 | F | PFTeDA | Standard mass related | 1 | Numeric (Calc) | 1 | Y | N |  | [sigfig;2] |  | mg/kg |  |  |  |  | [*;*;R;#¦#;Raw Value;#]*[*;*;1;#¦FinalVolume;*;#]*[*;*;1;#¦Dilution Factor;Standard;#]/[Weighing;*;*;1¦Weight;*;1]/1000
PFOA_PFOS_LC-MSMS_0.5µgm² | 1 | F | PFDA | Standard mass related | 1 | Numeric (Calc) | 1 | Y | N |  | [sigfig;2] |  | mg/kg |  |  |  |  | [*;*;R;#¦#;Raw Value;#]*[*;*;1;#¦FinalVolume;*;#]*[*;*;1;#¦Dilution Factor;Standard;#]/[Weighing;*;*;1¦Weight;*;1]/1000
PFOA_PFOS_LC-MSMS_0.5µgm² | 1 | F | PFHxS | Standard mass related | 1 | Numeric (Calc) | 1 | Y | N |  | [sigfig;2] |  | mg/kg |  |  |  |  | [*;*;R;#¦#;Raw Value;#]*[*;*;1;#¦FinalVolume;*;#]*[*;*;1;#¦Dilution Factor;Standard;#]/[Weighing;*;*;1¦Weight;*;1]/1000
PFOA_PFOS_LC-MSMS_0.5µgm² | 1 | F | PFHxA | Standard mass related | 1 | Numeric (Calc) | 1 | Y | N |  | [sigfig;2] |  | mg/kg |  |  |  |  | [*;*;R;#¦#;Raw Value;#]*[*;*;1;#¦FinalVolume;*;#]*[*;*;1;#¦Dilution Factor;Standard;#]/[Weighing;*;*;1¦Weight;*;1]/1000
PFOA_PFOS_LC-MSMS_0.5µgm² | 1 | F | PFHpA | Standard mass related | 1 | Numeric (Calc) | 1 | Y | N |  | [sigfig;2] |  | mg/kg |  |  |  |  | [*;*;R;#¦#;Raw Value;#]*[*;*;1;#¦FinalVolume;*;#]*[*;*;1;#¦Dilution Factor;Standard;#]/[Weighing;*;*;1¦Weight;*;1]/1000
PFOA_PFOS_LC-MSMS_0.5µgm² | 1 | F | Et-PFOA | Standard mass related | 1 | Numeric (Calc) | 1 | Y | N |  | [sigfig;2] |  | mg/kg |  |  |  |  | [*;*;R;#¦#;Raw Value;#]*[*;*;1;#¦FinalVolume;*;#]*[*;*;1;#¦Dilution Factor;Standard;#]/[Weighing;*;*;1¦Weight;*;1]/1000
PFOA_PFOS_LC-MSMS_0.5µgm² | 1 | F | Me-PFOA | Standard mass related | 1 | Numeric (Calc) | 1 | Y | N |  | [sigfig;2] |  | mg/kg |  |  |  |  | [*;*;R;#¦#;Raw Value;#]*[*;*;1;#¦FinalVolume;*;#]*[*;*;1;#¦Dilution Factor;Standard;#]/[Weighing;*;*;1¦Weight;*;1]/1000
PFOA_PFOS_LC-MSMS_0.5µgm² | 1 | F | POSF | Standard mass related | 1 | Numeric (Calc) | 1 | Y | N |  | [sigfig;2] |  | mg/kg |  |  |  |  | [*;*;R;#¦#;Raw Value;#]*[*;*;1;#¦FinalVolume;*;#]*[*;*;1;#¦Dilution Factor;Standard;#]/[Weighing;*;*;1¦Weight;*;1]/1000
PFOA_PFOS_LC-MSMS_0.5µgm² | 1 | F | PFOS | Standard mass related | 1 | Numeric (Calc) | 1 | Y | N |  | [sigfig;2] |  | mg/kg |  |  |  |  | [*;*;R;#¦#;Raw Value;#]*[*;*;1;#¦FinalVolume;*;#]*[*;*;1;#¦Dilution Factor;Standard;#]/[Weighing;*;*;1¦Weight;*;1]/1000
PFOA_PFOS_LC-MSMS_0.5µgm² | 1 | F | PFOSA | Standard mass related | 1 | Numeric (Calc) | 1 | Y | N |  | [sigfig;2] |  | mg/kg |  |  |  |  | [*;*;R;#¦#;Raw Value;#]*[*;*;1;#¦FinalVolume;*;#]*[*;*;1;#¦Dilution Factor;Standard;#]/[Weighing;*;*;1¦Weight;*;1]/1000
PFOA_PFOS_LC-MSMS_0.5µgm² | 1 | F | PFOA | Standard mass related | 1 | Numeric (Calc) | 1 | Y | N |  | [sigfig;2] |  | mg/kg |  |  |  |  | [*;*;R;#¦#;Raw Value;#]*[*;*;1;#¦FinalVolume;*;#]*[*;*;1;#¦Dilution Factor;Standard;#]/[Weighing;*;*;1¦Weight;*;1]/1000
Phthalates>7_GC-MS_100mgkg | 1 | F | Sum of DEHP, DnBP, BBP, DiBP | Quantity | 1 | Numeric (Calc) | 1 | Y | N |  | [sigfig;2] |  | mg/kg |  |  |  |  | [DEHP;Standard]+[DnBP;Standard]+[BBP;Standard]+[DiBP;Standard]
Phthalates>7_GC-MS_100mgkg | 1 | F | Sum of REACh phthalates | Quantity | 1 | Numeric (Calc) | 1 | Y | N |  | [sigfig;2] |  | mg/kg |  |  |  |  | [DEHP;Standard]+[DnBP;Standard]+[BBP;Standard]+[DiBP;Standard]+[DiNP;Standard]+[DiDP;Standard]+[DnOP;Standard]+[DiHepP;Standard]+[DPheP;Standard]+[DnHexP;Standard]+[DiPP;Standard]+[DMEP;Standard]
Phthalates>7_GC-MS_100mgkg | 1 | F | Sum of quantified Phthalates | Quantity | 1 | Numeric (Calc) | 1 | Y | N |  | [sigfig;2] |  | mg/kg |  |  |  |  | $G{TLIMS.SumReportableValues(${Phthalates>7_GC-MS_100mgkg;*;F;*¦*;Standard;*;(all)})}
Flame Retardants_GC-MS_5mgkg | 1 | F | Sum of quantified PBB | Quantity | 1 | Numeric (Calc) | 1 | Y | N |  | [sigfig;2] |  | mg/kg |  |  |  |  | [DecaBB;Standard]+[NonaBB;Standard]+[OctaBB;Standard]+[HeptaBB;Standard]+[HexaBB;Standard]+[PentaBB;Standard]+[TetraBB;Standard]+[TriBB;Standard]+[DiBB;Standard]+[MonoBB;Standard]
Flame Retardants_GC-MS_5mgkg | 1 | F | Sum of quantified PBDE | Quantity | 1 | Numeric (Calc) | 1 | Y | N |  | [sigfig;2] |  | mg/kg |  |  |  |  | [DecaBDE;Standard]+[NonaBDE;Standard]+[OctaBDE;Standard]+[HeptaBDE;Standard]+[HexaBDE;Standard]+[PentaBDE;Standard]+[TetraBDE;Standard]+[TriBDE;Standard]+[DiBDE;Standard]+[MonoBDE;Standard]
COCs_GC-MS_0.1mgkg | 1 | F | Monochlorotoluenes (Sum) | Quantity | 1 | Numeric (Calc) | 1 | Y | N |  | [sigfig;2] |  | mg/kg |  |  |  |  | [2-Chlorotoluene;Standard] + [3-Chlorotoluene;Standard] + [4-Chlorotoluene;Standard]
COCs_GC-MS_0.1mgkg | 1 | F | Dichlorotoluenes (Sum) | Quantity | 1 | Numeric (Calc) | 1 | Y | N |  | [sigfig;2] |  | mg/kg |  |  |  |  | [2,3- and 3,4-Dichlorotoluene (Sum);Standard] + [2,4-Dichlorotoluene;Standard] + [2,5- and 2,6-Dichlorotoluene (Sum);Standard]
COCs_GC-MS_0.1mgkg | 1 | F | Trichlorotoluenes (Sum) | Quantity | 1 | Numeric (Calc) | 1 | Y | N |  | [sigfig;2] |  | mg/kg |  |  |  |  | [2,3,6-Trichlorotoluene;Standard] + [2,4,5-Trichlorotoluene;Standard]
COCs_GC-MS_0.1mgkg | 1 | F | Tetrachlorotoluenes (Sum) | Quantity | 1 | Numeric (Calc) | 1 | Y | N |  | [sigfig;2] |  | mg/kg |  |  |  |  | [2,3,4,5-Tetrachlorotoluene;Standard] + [2,3,4,6-Tetrachlorotoluene;Standard] + [2,3,5,6-Tetrachlorotoluene;Standard]
COCs_GC-MS_0.1mgkg | 1 | F | Dichlorobenzenes (Sum) | Quantity | 1 | Numeric (Calc) | 1 | Y | N |  | [sigfig;2] |  | mg/kg |  |  |  |  | [1,3-Dichlorobenzene;Standard]+[1,4-Dichlorobenzene;Standard]+[1,2-Dichlorobenzene;Standard]
COCs_GC-MS_0.1mgkg | 1 | F | Trichlorobenzenes (Sum) | Quantity | 1 | Numeric (Calc) | 1 | Y | N |  | [sigfig;2] |  | mg/kg |  |  |  |  | [1,2,3-Trichlorobenzene;Standard] + [1,2,4-Trichlorobenzene;Standard] + [1,3,5-Trichlorobenzene;Standard]
COCs_GC-MS_0.1mgkg | 1 | F | Tetrachlorobenzenes (Sum) | Quantity | 1 | Numeric (Calc) | 1 | Y | N |  | [sigfig;2] |  | mg/kg |  |  |  |  | [1,2,3,4-Tetrachlorobenzene;Standard] + [1,2,3,5-Tetrachlorobenzene;Standard] + [1,2,4,5-Tetrachlorobenzene;Standard]
COCs_GC-MS_0.1mgkg | 1 | F | Sum of quantified COC | Quantity | 1 | Numeric (Calc) | 1 | Y | N |  | [sigfig;2] |  | mg/kg |  |  |  |  | $G{TLIMS.SumReportableValues(${COCs_GC-MS_0,1mgkg;*;F;*¦*;Standard;*;(all)})}
HCHO Release-Wood_UV-VIS_10mgkg | 1 | F | Formaldehyde | Average | 1 | Numeric (Calc) | 1 | Y | N |  | [sigfig;2] |  | mg/kg |  |  |  |  | avg( [#;*;R;*¦#;Standard;*] )
Extract Metals-Lth_ICP-MS_0.1mgkg | 1 | F | Sum of quantified heavy metals | Quantity | 1 | Numeric (Calc) | 1 | Y | N |  | [sigfig;2] |  | mg/kg |  |  |  |  | $G{TLIMS.SumReportableValues(${Extract Metals-Lth_ICP-MS_0,1mgkg;*;F;*¦*;Standard;#;(all)})}
HCHO Release-Wood_UV-VIS_10mgkg | 1 | F | Formaldehyde | Standard | 2 | Numeric (Calc) | 1 | Y | N |  | [sigfig;2] |  | mg/kg |  |  |  |  | case( [*;*;R;#¦#;Raw Value;#;ParamLimit_Status:Detection] when 1 then 0 else ([*;*;R;#¦#;Raw Value;#]*[*;*;1;#¦FinalVolume;*;#]*[*;*;1;#¦Dilution Factor;Standard;#]/[Weighing;*;*;#¦Weight;*;#]*1000))
Extract Metals-Lth_ICP-MS_0.1mgkg | 1 | F | Al | Standard | 1 | Numeric (Calc) | 1 | Y | N |  | [sigfig;2] |  | mg/kg |  |  |  |  | case( [*;*;R;#¦#;Raw Value;#;ParamLimit_Status:Detection] when 1 then 0 else ([*;*;R;#¦#;Raw Value;#]*[*;*;1;#¦FinalVolume;*;#]*[*;*;1;#¦Dilution Factor;Standard;#]/([Weighing;*;*;1¦Weight;*;1]*1000)))
Extract Metals-Lth_ICP-MS_0.1mgkg | 1 | F | Sb | Standard | 1 | Numeric (Calc) | 1 | Y | N |  | [sigfig;2] |  | mg/kg |  |  |  |  | case( [*;*;R;#¦#;Raw Value;#;ParamLimit_Status:Detection] when 1 then 0 else ([*;*;R;#¦#;Raw Value;#]*[*;*;1;#¦FinalVolume;*;#]*[*;*;1;#¦Dilution Factor;Standard;#]/([Weighing;*;*;1¦Weight;*;1]*1000)))
Extract Metals-Lth_ICP-MS_0.1mgkg | 1 | F | Cd | Standard | 1 | Numeric (Calc) | 1 | Y | N |  | [sigfig;2] |  | mg/kg |  |  |  |  | case( [*;*;R;#¦#;Raw Value;#;ParamLimit_Status:Detection] when 1 then 0 else ([*;*;R;#¦#;Raw Value;#]*[*;*;1;#¦FinalVolume;*;#]*[*;*;1;#¦Dilution Factor;Standard;#]/([Weighing;*;*;1¦Weight;*;1]*1000)))
Extract Metals-Lth_ICP-MS_0.1mgkg | 1 | F | As | Standard | 1 | Numeric (Calc) | 1 | Y | N |  | [sigfig;2] |  | mg/kg |  |  |  |  | case( [*;*;R;#¦#;Raw Value;#;ParamLimit_Status:Detection] when 1 then 0 else ([*;*;R;#¦#;Raw Value;#]*[*;*;1;#¦FinalVolume;*;#]*[*;*;1;#¦Dilution Factor;Standard;#]/([Weighing;*;*;1¦Weight;*;1]*1000)))
Extract Metals-Lth_ICP-MS_0.1mgkg | 1 | F | Cr | Standard | 1 | Numeric (Calc) | 1 | Y | N |  | [sigfig;2] |  | mg/kg |  |  |  |  | case( [*;*;R;#¦#;Raw Value;#;ParamLimit_Status:Detection] when 1 then 0 else ([*;*;R;#¦#;Raw Value;#]*[*;*;1;#¦FinalVolume;*;#]*[*;*;1;#¦Dilution Factor;Standard;#]/([Weighing;*;*;1¦Weight;*;1]*1000)))
Extract Metals-Lth_ICP-MS_0.1mgkg | 1 | F | Pb | Standard | 1 | Numeric (Calc) | 1 | Y | N |  | [sigfig;2] |  | mg/kg |  |  |  |  | case( [*;*;R;#¦#;Raw Value;#;ParamLimit_Status:Detection] when 1 then 0 else ([*;*;R;#¦#;Raw Value;#]*[*;*;1;#¦FinalVolume;*;#]*[*;*;1;#¦Dilution Factor;Standard;#]/([Weighing;*;*;1¦Weight;*;1]*1000)))
Extract Metals-Lth_ICP-MS_0.1mgkg | 1 | F | Hg | Standard | 1 | Numeric (Calc) | 1 | Y | N |  | [sigfig;2] |  | mg/kg |  |  |  |  | case( [*;*;R;#¦#;Raw Value;#;ParamLimit_Status:Detection] when 1 then 0 else ([*;*;R;#¦#;Raw Value;#]*[*;*;1;#¦FinalVolume;*;#]*[*;*;1;#¦Dilution Factor;Standard;#]/([Weighing;*;*;1¦Weight;*;1]*1000)))
Extract Metals-Lth_ICP-MS_0.1mgkg | 1 | F | Co | Standard | 1 | Numeric (Calc) | 1 | Y | N |  | [sigfig;2] |  | mg/kg |  |  |  |  | case( [*;*;R;#¦#;Raw Value;#;ParamLimit_Status:Detection] when 1 then 0 else ([*;*;R;#¦#;Raw Value;#]*[*;*;1;#¦FinalVolume;*;#]*[*;*;1;#¦Dilution Factor;Standard;#]/([Weighing;*;*;1¦Weight;*;1]*1000)))
Extract Metals-Lth_ICP-MS_0.1mgkg | 1 | F | Cu | Standard | 1 | Numeric (Calc) | 1 | Y | N |  | [sigfig;2] |  | mg/kg |  |  |  |  | case( [*;*;R;#¦#;Raw Value;#;ParamLimit_Status:Detection] when 1 then 0 else ([*;*;R;#¦#;Raw Value;#]*[*;*;1;#¦FinalVolume;*;#]*[*;*;1;#¦Dilution Factor;Standard;#]/([Weighing;*;*;1¦Weight;*;1]*1000)))
Extract Metals-Lth_ICP-MS_0.1mgkg | 1 | F | Ti | Standard | 1 | Numeric (Calc) | 1 | Y | N |  | [sigfig;2] |  | mg/kg |  |  |  |  | case( [*;*;R;#¦#;Raw Value;#;ParamLimit_Status:Detection] when 1 then 0 else ([*;*;R;#¦#;Raw Value;#]*[*;*;1;#¦FinalVolume;*;#]*[*;*;1;#¦Dilution Factor;Standard;#]/([Weighing;*;*;1¦Weight;*;1]*1000)))
Extract Metals-Lth_ICP-MS_0.1mgkg | 1 | F | Zr | Standard | 1 | Numeric (Calc) | 1 | Y | N |  | [sigfig;2] |  | mg/kg |  |  |  |  | case( [*;*;R;#¦#;Raw Value;#;ParamLimit_Status:Detection] when 1 then 0 else ([*;*;R;#¦#;Raw Value;#]*[*;*;1;#¦FinalVolume;*;#]*[*;*;1;#¦Dilution Factor;Standard;#]/([Weighing;*;*;1¦Weight;*;1]*1000)))
Extract Metals-Lth_ICP-MS_0.1mgkg | 1 | F | Ni | Standard | 1 | Numeric (Calc) | 1 | Y | N |  | [sigfig;2] |  | mg/kg |  |  |  |  | case( [*;*;R;#¦#;Raw Value;#;ParamLimit_Status:Detection] when 1 then 0 else ([*;*;R;#¦#;Raw Value;#]*[*;*;1;#¦FinalVolume;*;#]*[*;*;1;#¦Dilution Factor;Standard;#]/([Weighing;*;*;1¦Weight;*;1]*1000)))
Extract Metals-Lth_ICP-MS_0.1mgkg | 1 | F | Ba | Standard | 1 | Numeric (Calc) | 1 | Y | N |  | [sigfig;2] |  | mg/kg |  |  |  |  | case( [*;*;R;#¦#;Raw Value;#;ParamLimit_Status:Detection] when 1 then 0 else ([*;*;R;#¦#;Raw Value;#]*[*;*;1;#¦FinalVolume;*;#]*[*;*;1;#¦Dilution Factor;Standard;#]/([Weighing;*;*;1¦Weight;*;1]*1000)))
Extract Metals-Lth_ICP-MS_0.1mgkg | 1 | F | Ca | Standard | 1 | Numeric (Calc) | 1 | Y | N |  | [sigfig;2] |  | mg/kg |  |  |  |  | case( [*;*;R;#¦#;Raw Value;#;ParamLimit_Status:Detection] when 1 then 0 else ([*;*;R;#¦#;Raw Value;#]*[*;*;1;#¦FinalVolume;*;#]*[*;*;1;#¦Dilution Factor;Standard;#]/([Weighing;*;*;1¦Weight;*;1]*1000)))
Extract Metals-Lth_ICP-MS_0.1mgkg | 1 | F | Fe | Standard | 1 | Numeric (Calc) | 1 | Y | N |  | [sigfig;2] |  | mg/kg |  |  |  |  | case( [*;*;R;#¦#;Raw Value;#;ParamLimit_Status:Detection] when 1 then 0 else ([*;*;R;#¦#;Raw Value;#]*[*;*;1;#¦FinalVolume;*;#]*[*;*;1;#¦Dilution Factor;Standard;#]/([Weighing;*;*;1¦Weight;*;1]*1000)))
Extract Metals-Lth_ICP-MS_0.1mgkg | 1 | F | Mn | Standard | 1 | Numeric (Calc) | 1 | Y | N |  | [sigfig;2] |  | mg/kg |  |  |  |  | case( [*;*;R;#¦#;Raw Value;#;ParamLimit_Status:Detection] when 1 then 0 else ([*;*;R;#¦#;Raw Value;#]*[*;*;1;#¦FinalVolume;*;#]*[*;*;1;#¦Dilution Factor;Standard;#]/([Weighing;*;*;1¦Weight;*;1]*1000)))
Extract Metals-Lth_ICP-MS_0.1mgkg | 1 | F | Mg | Standard | 1 | Numeric (Calc) | 1 | Y | N |  | [sigfig;2] |  | mg/kg |  |  |  |  | case( [*;*;R;#¦#;Raw Value;#;ParamLimit_Status:Detection] when 1 then 0 else ([*;*;R;#¦#;Raw Value;#]*[*;*;1;#¦FinalVolume;*;#]*[*;*;1;#¦Dilution Factor;Standard;#]/([Weighing;*;*;1¦Weight;*;1]*1000)))
Extract Metals-Lth_ICP-MS_0.1mgkg | 1 | F | Mo | Standard | 1 | Numeric (Calc) | 1 | Y | N |  | [sigfig;2] |  | mg/kg |  |  |  |  | case( [*;*;R;#¦#;Raw Value;#;ParamLimit_Status:Detection] when 1 then 0 else ([*;*;R;#¦#;Raw Value;#]*[*;*;1;#¦FinalVolume;*;#]*[*;*;1;#¦Dilution Factor;Standard;#]/([Weighing;*;*;1¦Weight;*;1]*1000)))
Extract Metals-Lth_ICP-MS_0.1mgkg | 1 | F | K | Standard | 1 | Numeric (Calc) | 1 | Y | N |  | [sigfig;2] |  | mg/kg |  |  |  |  | case( [*;*;R;#¦#;Raw Value;#;ParamLimit_Status:Detection] when 1 then 0 else ([*;*;R;#¦#;Raw Value;#]*[*;*;1;#¦FinalVolume;*;#]*[*;*;1;#¦Dilution Factor;Standard;#]/([Weighing;*;*;1¦Weight;*;1]*1000)))
Extract Metals-Lth_ICP-MS_0.1mgkg | 1 | F | Se | Standard | 1 | Numeric (Calc) | 1 | Y | N |  | [sigfig;2] |  | mg/kg |  |  |  |  | case( [*;*;R;#¦#;Raw Value;#;ParamLimit_Status:Detection] when 1 then 0 else ([*;*;R;#¦#;Raw Value;#]*[*;*;1;#¦FinalVolume;*;#]*[*;*;1;#¦Dilution Factor;Standard;#]/([Weighing;*;*;1¦Weight;*;1]*1000)))
Extract Metals-Lth_ICP-MS_0.1mgkg | 1 | F | Zn | Standard | 1 | Numeric (Calc) | 1 | Y | N |  | [sigfig;2] |  | mg/kg |  |  |  |  | case( [*;*;R;#¦#;Raw Value;#;ParamLimit_Status:Detection] when 1 then 0 else ([*;*;R;#¦#;Raw Value;#]*[*;*;1;#¦FinalVolume;*;#]*[*;*;1;#¦Dilution Factor;Standard;#]/([Weighing;*;*;1¦Weight;*;1]*1000)))
Extract Metals-Lth_ICP-MS_0.1mgkg | 1 | F | Sn | Standard | 1 | Numeric (Calc) | 1 | Y | N |  | [sigfig;2] |  | mg/kg |  |  |  |  | case( [*;*;R;#¦#;Raw Value;#;ParamLimit_Status:Detection] when 1 then 0 else ([*;*;R;#¦#;Raw Value;#]*[*;*;1;#¦FinalVolume;*;#]*[*;*;1;#¦Dilution Factor;Standard;#]/([Weighing;*;*;1¦Weight;*;1]*1000)))
Extract Metals-Lth_ICP-MS_0.1mgkg | 1 | F | Na | Standard | 1 | Numeric (Calc) | 1 | Y | N |  | [sigfig;2] |  | mg/kg |  |  |  |  | case( [*;*;R;#¦#;Raw Value;#;ParamLimit_Status:Detection] when 1 then 0 else ([*;*;R;#¦#;Raw Value;#]*[*;*;1;#¦FinalVolume;*;#]*[*;*;1;#¦Dilution Factor;Standard;#]/([Weighing;*;*;1¦Weight;*;1]*1000)))
Extract Metals-Lth_ICP-MS_0.1mgkg | 1 | F | Ag | Standard | 1 | Numeric (Calc) | 1 | Y | N |  | [sigfig;2] |  | mg/kg |  |  |  |  | case( [*;*;R;#¦#;Raw Value;#;ParamLimit_Status:Detection] when 1 then 0 else ([*;*;R;#¦#;Raw Value;#]*[*;*;1;#¦FinalVolume;*;#]*[*;*;1;#¦Dilution Factor;Standard;#]/([Weighing;*;*;1¦Weight;*;1]*1000)))
Extract Metals-Lth_ICP-MS_0.1mgkg | 1 | F | V | Standard | 1 | Numeric (Calc) | 1 | Y | N |  | [sigfig;2] |  | mg/kg |  |  |  |  | case( [*;*;R;#¦#;Raw Value;#;ParamLimit_Status:Detection] when 1 then 0 else ([*;*;R;#¦#;Raw Value;#]*[*;*;1;#¦FinalVolume;*;#]*[*;*;1;#¦Dilution Factor;Standard;#]/([Weighing;*;*;1¦Weight;*;1]*1000)))
Extract Metals-Lth_ICP-MS_0.1mgkg | 1 | F | Be | Standard | 1 | Numeric (Calc) | 1 | Y | N |  | [sigfig;2] |  | mg/kg |  |  |  |  | case( [*;*;R;#¦#;Raw Value;#;ParamLimit_Status:Detection] when 1 then 0 else ([*;*;R;#¦#;Raw Value;#]*[*;*;1;#¦FinalVolume;*;#]*[*;*;1;#¦Dilution Factor;Standard;#]/([Weighing;*;*;1¦Weight;*;1]*1000)))
Extract Metals-Lth_ICP-MS_0.1mgkg | 1 | F | Li | Standard | 1 | Numeric (Calc) | 1 | Y | N |  | [sigfig;2] |  | mg/kg |  |  |  |  | case( [*;*;R;#¦#;Raw Value;#;ParamLimit_Status:Detection] when 1 then 0 else ([*;*;R;#¦#;Raw Value;#]*[*;*;1;#¦FinalVolume;*;#]*[*;*;1;#¦Dilution Factor;Standard;#]/([Weighing;*;*;1¦Weight;*;1]*1000)))
Extract Metals-Lth_ICP-MS_0.1mgkg | 1 | F | Tl | Standard | 1 | Numeric (Calc) | 1 | Y | N |  | [sigfig;2] |  | mg/kg |  |  |  |  | case( [*;*;R;#¦#;Raw Value;#;ParamLimit_Status:Detection] when 1 then 0 else ([*;*;R;#¦#;Raw Value;#]*[*;*;1;#¦FinalVolume;*;#]*[*;*;1;#¦Dilution Factor;Standard;#]/([Weighing;*;*;1¦Weight;*;1]*1000)))
Extract Metals-Lth_ICP-MS_0.1mgkg | 1 | F | Si | Standard | 1 | Numeric (Calc) | 1 | Y | N |  | [sigfig;2] |  | mg/kg |  |  |  |  | case( [*;*;R;#¦#;Raw Value;#;ParamLimit_Status:Detection] when 1 then 0 else ([*;*;R;#¦#;Raw Value;#]*[*;*;1;#¦FinalVolume;*;#]*[*;*;1;#¦Dilution Factor;Standard;#]/([Weighing;*;*;1¦Weight;*;1]*1000)))
Extract Metals-Lth_ICP-MS_0.1mgkg | 1 | F | Sr | Standard | 1 | Numeric (Calc) | 1 | Y | N |  | [sigfig;2] |  | mg/kg |  |  |  |  | case( [*;*;R;#¦#;Raw Value;#;ParamLimit_Status:Detection] when 1 then 0 else ([*;*;R;#¦#;Raw Value;#]*[*;*;1;#¦FinalVolume;*;#]*[*;*;1;#¦Dilution Factor;Standard;#]/([Weighing;*;*;1¦Weight;*;1]*1000)))
Extract Metals-Lth_ICP-MS_0.1mgkg | 1 | F | Ta | Standard | 1 | Numeric (Calc) | 1 | Y | N |  | [sigfig;2] |  | mg/kg |  |  |  |  | case( [*;*;R;#¦#;Raw Value;#;ParamLimit_Status:Detection] when 1 then 0 else ([*;*;R;#¦#;Raw Value;#]*[*;*;1;#¦FinalVolume;*;#]*[*;*;1;#¦Dilution Factor;Standard;#]/([Weighing;*;*;1¦Weight;*;1]*1000)))
Extract Metals-Lth_ICP-MS_0.1mgkg | 1 | F | B | Standard | 1 | Numeric (Calc) | 1 | Y | N |  | [sigfig;2] |  | mg/kg |  |  |  |  | case( [*;*;R;#¦#;Raw Value;#;ParamLimit_Status:Detection] when 1 then 0 else ([*;*;R;#¦#;Raw Value;#]*[*;*;1;#¦FinalVolume;*;#]*[*;*;1;#¦Dilution Factor;Standard;#]/([Weighing;*;*;1¦Weight;*;1]*1000)))
Extract Metals-Lth_ICP-MS_0.1mgkg | 1 | F | Cr III | Standard | 1 | Numeric (Calc) | 1 | Y | N |  | [sigfig;2] |  | mg/kg |  |  |  |  | case( [*;*;R;#¦#;Raw Value;#;ParamLimit_Status:Detection] when 1 then 0 else ([*;*;R;#¦#;Raw Value;#]*[*;*;1;#¦FinalVolume;*;#]*[*;*;1;#¦Dilution Factor;Standard;#]/([Weighing;*;*;1¦Weight;*;1]*1000)))
Extract Metals-Lth_ICP-MS_0.1mgkg | 1 | F | Cr VI | Standard | 1 | Numeric (Calc) | 1 | Y | N |  | [sigfig;2] |  | mg/kg |  |  |  |  | case( [*;*;R;#¦#;Raw Value;#;ParamLimit_Status:Detection] when 1 then 0 else ([*;*;R;#¦#;Raw Value;#]*[*;*;1;#¦FinalVolume;*;#]*[*;*;1;#¦Dilution Factor;Standard;#]/([Weighing;*;*;1¦Weight;*;1]*1000)))
Extract Metals-Lth_ICP-MS_0.1mgkg | 1 | F | Pt | Standard | 1 | Numeric (Calc) | 1 | Y | N |  | [sigfig;2] |  | mg/kg |  |  |  |  | case( [*;*;R;#¦#;Raw Value;#;ParamLimit_Status:Detection] when 1 then 0 else ([*;*;R;#¦#;Raw Value;#]*[*;*;1;#¦FinalVolume;*;#]*[*;*;1;#¦Dilution Factor;Standard;#]/([Weighing;*;*;1¦Weight;*;1]*1000)))
Extract Metals-Lth_ICP-MS_0.1mgkg | 1 | F | Hf | Standard | 1 | Numeric (Calc) | 1 | Y | N |  | [sigfig;2] |  | mg/kg |  |  |  |  | case( [*;*;R;#¦#;Raw Value;#;ParamLimit_Status:Detection] when 1 then 0 else ([*;*;R;#¦#;Raw Value;#]*[*;*;1;#¦FinalVolume;*;#]*[*;*;1;#¦Dilution Factor;Standard;#]/([Weighing;*;*;1¦Weight;*;1]*1000)))
19 elements-toys_ICP-MS | 1 | F | Al | Standard | 1 | Numeric (Calc) | 1 | Y | N |  | [sigfig;2] |  | mg/kg |  |  |  |  | [*;*;R;#¦#;Raw Value;#]*[*;*;1;#¦FinalVolume;*;#]*[*;*;1;#¦Dilution Factor;Standard;#]/([Weighing;*;*;1¦Weight;*;1]*1)
19 elements-toys_ICP-MS | 1 | F | Sb | Standard | 1 | Numeric (Calc) | 1 | Y | N |  | [sigfig;2] |  | mg/kg |  |  |  |  | [*;*;R;#¦#;Raw Value;#]*[*;*;1;#¦FinalVolume;*;#]*[*;*;1;#¦Dilution Factor;Standard;#]/([Weighing;*;*;1¦Weight;*;1]*1)
19 elements-toys_ICP-MS | 1 | F | Cd | Standard | 1 | Numeric (Calc) | 1 | Y | N |  | [sigfig;2] |  | mg/kg |  |  |  |  | [*;*;R;#¦#;Raw Value;#]*[*;*;1;#¦FinalVolume;*;#]*[*;*;1;#¦Dilution Factor;Standard;#]/([Weighing;*;*;1¦Weight;*;1]*1)
19 elements-toys_ICP-MS | 1 | F | As | Standard | 1 | Numeric (Calc) | 1 | Y | N |  | [sigfig;2] |  | mg/kg |  |  |  |  | [*;*;R;#¦#;Raw Value;#]*[*;*;1;#¦FinalVolume;*;#]*[*;*;1;#¦Dilution Factor;Standard;#]/([Weighing;*;*;1¦Weight;*;1]*1)
19 elements-toys_ICP-MS | 1 | F | Cr | Standard | 1 | Numeric (Calc) | 1 | Y | N |  | [sigfig;2] |  | mg/kg |  |  |  |  | [*;*;R;#¦#;Raw Value;#]*[*;*;1;#¦FinalVolume;*;#]*[*;*;1;#¦Dilution Factor;Standard;#]/([Weighing;*;*;1¦Weight;*;1]*1)
19 elements-toys_ICP-MS | 1 | F | Pb | Standard | 1 | Numeric (Calc) | 1 | Y | N |  | [sigfig;2] |  | mg/kg |  |  |  |  | [*;*;R;#¦#;Raw Value;#]*[*;*;1;#¦FinalVolume;*;#]*[*;*;1;#¦Dilution Factor;Standard;#]/([Weighing;*;*;1¦Weight;*;1]*1)
19 elements-toys_ICP-MS | 1 | F | Hg | Standard | 1 | Numeric (Calc) | 1 | Y | N |  | [sigfig;2] |  | mg/kg |  |  |  |  | [*;*;R;#¦#;Raw Value;#]*[*;*;1;#¦FinalVolume;*;#]*[*;*;1;#¦Dilution Factor;Standard;#]/([Weighing;*;*;1¦Weight;*;1]*1)
19 elements-toys_ICP-MS | 1 | F | Co | Standard | 1 | Numeric (Calc) | 1 | Y | N |  | [sigfig;2] |  | mg/kg |  |  |  |  | [*;*;R;#¦#;Raw Value;#]*[*;*;1;#¦FinalVolume;*;#]*[*;*;1;#¦Dilution Factor;Standard;#]/([Weighing;*;*;1¦Weight;*;1]*1)
19 elements-toys_ICP-MS | 1 | F | Cu | Standard | 1 | Numeric (Calc) | 1 | Y | N |  | [sigfig;2] |  | mg/kg |  |  |  |  | [*;*;R;#¦#;Raw Value;#]*[*;*;1;#¦FinalVolume;*;#]*[*;*;1;#¦Dilution Factor;Standard;#]/([Weighing;*;*;1¦Weight;*;1]*1)
19 elements-toys_ICP-MS | 1 | F | Ti | Standard | 1 | Numeric (Calc) | 1 | Y | N |  | [sigfig;2] |  | mg/kg |  |  |  |  | [*;*;R;#¦#;Raw Value;#]*[*;*;1;#¦FinalVolume;*;#]*[*;*;1;#¦Dilution Factor;Standard;#]/([Weighing;*;*;1¦Weight;*;1]*1)
19 elements-toys_ICP-MS | 1 | F | Zr | Standard | 1 | Numeric (Calc) | 1 | Y | N |  | [sigfig;2] |  | mg/kg |  |  |  |  | [*;*;R;#¦#;Raw Value;#]*[*;*;1;#¦FinalVolume;*;#]*[*;*;1;#¦Dilution Factor;Standard;#]/([Weighing;*;*;1¦Weight;*;1]*1)
19 elements-toys_ICP-MS | 1 | F | Ni | Standard | 1 | Numeric (Calc) | 1 | Y | N |  | [sigfig;2] |  | mg/kg |  |  |  |  | [*;*;R;#¦#;Raw Value;#]*[*;*;1;#¦FinalVolume;*;#]*[*;*;1;#¦Dilution Factor;Standard;#]/([Weighing;*;*;1¦Weight;*;1]*1)
19 elements-toys_ICP-MS | 1 | F | Ba | Standard | 1 | Numeric (Calc) | 1 | Y | N |  | [sigfig;2] |  | mg/kg |  |  |  |  | [*;*;R;#¦#;Raw Value;#]*[*;*;1;#¦FinalVolume;*;#]*[*;*;1;#¦Dilution Factor;Standard;#]/([Weighing;*;*;1¦Weight;*;1]*1)
19 elements-toys_ICP-MS | 1 | F | Ca | Standard | 1 | Numeric (Calc) | 1 | Y | N |  | [sigfig;2] |  | mg/kg |  |  |  |  | [*;*;R;#¦#;Raw Value;#]*[*;*;1;#¦FinalVolume;*;#]*[*;*;1;#¦Dilution Factor;Standard;#]/([Weighing;*;*;1¦Weight;*;1]*1)
19 elements-toys_ICP-MS | 1 | F | Fe | Standard | 1 | Numeric (Calc) | 1 | Y | N |  | [sigfig;2] |  | mg/kg |  |  |  |  | [*;*;R;#¦#;Raw Value;#]*[*;*;1;#¦FinalVolume;*;#]*[*;*;1;#¦Dilution Factor;Standard;#]/([Weighing;*;*;1¦Weight;*;1]*1)
19 elements-toys_ICP-MS | 1 | F | Mn | Standard | 1 | Numeric (Calc) | 1 | Y | N |  | [sigfig;2] |  | mg/kg |  |  |  |  | [*;*;R;#¦#;Raw Value;#]*[*;*;1;#¦FinalVolume;*;#]*[*;*;1;#¦Dilution Factor;Standard;#]/([Weighing;*;*;1¦Weight;*;1]*1)
19 elements-toys_ICP-MS | 1 | F | Mg | Standard | 1 | Numeric (Calc) | 1 | Y | N |  | [sigfig;2] |  | mg/kg |  |  |  |  | [*;*;R;#¦#;Raw Value;#]*[*;*;1;#¦FinalVolume;*;#]*[*;*;1;#¦Dilution Factor;Standard;#]/([Weighing;*;*;1¦Weight;*;1]*1)
19 elements-toys_ICP-MS | 1 | F | Mo | Standard | 1 | Numeric (Calc) | 1 | Y | N |  | [sigfig;2] |  | mg/kg |  |  |  |  | [*;*;R;#¦#;Raw Value;#]*[*;*;1;#¦FinalVolume;*;#]*[*;*;1;#¦Dilution Factor;Standard;#]/([Weighing;*;*;1¦Weight;*;1]*1)
19 elements-toys_ICP-MS | 1 | F | K | Standard | 1 | Numeric (Calc) | 1 | Y | N |  | [sigfig;2] |  | mg/kg |  |  |  |  | [*;*;R;#¦#;Raw Value;#]*[*;*;1;#¦FinalVolume;*;#]*[*;*;1;#¦Dilution Factor;Standard;#]/([Weighing;*;*;1¦Weight;*;1]*1)
19 elements-toys_ICP-MS | 1 | F | Se | Standard | 1 | Numeric (Calc) | 1 | Y | N |  | [sigfig;2] |  | mg/kg |  |  |  |  | [*;*;R;#¦#;Raw Value;#]*[*;*;1;#¦FinalVolume;*;#]*[*;*;1;#¦Dilution Factor;Standard;#]/([Weighing;*;*;1¦Weight;*;1]*1)
19 elements-toys_ICP-MS | 1 | F | Zn | Standard | 1 | Numeric (Calc) | 1 | Y | N |  | [sigfig;2] |  | mg/kg |  |  |  |  | [*;*;R;#¦#;Raw Value;#]*[*;*;1;#¦FinalVolume;*;#]*[*;*;1;#¦Dilution Factor;Standard;#]/([Weighing;*;*;1¦Weight;*;1]*1)
19 elements-toys_ICP-MS | 1 | F | Sn | Standard | 1 | Numeric (Calc) | 1 | Y | N |  | [sigfig;2] |  | mg/kg |  |  |  |  | [*;*;R;#¦#;Raw Value;#]*[*;*;1;#¦FinalVolume;*;#]*[*;*;1;#¦Dilution Factor;Standard;#]/([Weighing;*;*;1¦Weight;*;1]*1)
19 elements-toys_ICP-MS | 1 | F | Na | Standard | 1 | Numeric (Calc) | 1 | Y | N |  | [sigfig;2] |  | mg/kg |  |  |  |  | [*;*;R;#¦#;Raw Value;#]*[*;*;1;#¦FinalVolume;*;#]*[*;*;1;#¦Dilution Factor;Standard;#]/([Weighing;*;*;1¦Weight;*;1]*1)
19 elements-toys_ICP-MS | 1 | F | Ag | Standard | 1 | Numeric (Calc) | 1 | Y | N |  | [sigfig;2] |  | mg/kg |  |  |  |  | [*;*;R;#¦#;Raw Value;#]*[*;*;1;#¦FinalVolume;*;#]*[*;*;1;#¦Dilution Factor;Standard;#]/([Weighing;*;*;1¦Weight;*;1]*1)
19 elements-toys_ICP-MS | 1 | F | V | Standard | 1 | Numeric (Calc) | 1 | Y | N |  | [sigfig;2] |  | mg/kg |  |  |  |  | [*;*;R;#¦#;Raw Value;#]*[*;*;1;#¦FinalVolume;*;#]*[*;*;1;#¦Dilution Factor;Standard;#]/([Weighing;*;*;1¦Weight;*;1]*1)
19 elements-toys_ICP-MS | 1 | F | Be | Standard | 1 | Numeric (Calc) | 1 | Y | N |  | [sigfig;2] |  | mg/kg |  |  |  |  | [*;*;R;#¦#;Raw Value;#]*[*;*;1;#¦FinalVolume;*;#]*[*;*;1;#¦Dilution Factor;Standard;#]/([Weighing;*;*;1¦Weight;*;1]*1)
19 elements-toys_ICP-MS | 1 | F | Li | Standard | 1 | Numeric (Calc) | 1 | Y | N |  | [sigfig;2] |  | mg/kg |  |  |  |  | [*;*;R;#¦#;Raw Value;#]*[*;*;1;#¦FinalVolume;*;#]*[*;*;1;#¦Dilution Factor;Standard;#]/([Weighing;*;*;1¦Weight;*;1]*1)
19 elements-toys_ICP-MS | 1 | F | Tl | Standard | 1 | Numeric (Calc) | 1 | Y | N |  | [sigfig;2] |  | mg/kg |  |  |  |  | [*;*;R;#¦#;Raw Value;#]*[*;*;1;#¦FinalVolume;*;#]*[*;*;1;#¦Dilution Factor;Standard;#]/([Weighing;*;*;1¦Weight;*;1]*1)
19 elements-toys_ICP-MS | 1 | F | Si | Standard | 1 | Numeric (Calc) | 1 | Y | N |  | [sigfig;2] |  | mg/kg |  |  |  |  | [*;*;R;#¦#;Raw Value;#]*[*;*;1;#¦FinalVolume;*;#]*[*;*;1;#¦Dilution Factor;Standard;#]/([Weighing;*;*;1¦Weight;*;1]*1)
19 elements-toys_ICP-MS | 1 | F | Sr | Standard | 1 | Numeric (Calc) | 1 | Y | N |  | [sigfig;2] |  | mg/kg |  |  |  |  | [*;*;R;#¦#;Raw Value;#]*[*;*;1;#¦FinalVolume;*;#]*[*;*;1;#¦Dilution Factor;Standard;#]/([Weighing;*;*;1¦Weight;*;1]*1)
19 elements-toys_ICP-MS | 1 | F | Ta | Standard | 1 | Numeric (Calc) | 1 | Y | N |  | [sigfig;2] |  | mg/kg |  |  |  |  | [*;*;R;#¦#;Raw Value;#]*[*;*;1;#¦FinalVolume;*;#]*[*;*;1;#¦Dilution Factor;Standard;#]/([Weighing;*;*;1¦Weight;*;1]*1)
19 elements-toys_ICP-MS | 1 | F | B | Standard | 1 | Numeric (Calc) | 1 | Y | N |  | [sigfig;2] |  | mg/kg |  |  |  |  | [*;*;R;#¦#;Raw Value;#]*[*;*;1;#¦FinalVolume;*;#]*[*;*;1;#¦Dilution Factor;Standard;#]/([Weighing;*;*;1¦Weight;*;1]*1)
19 elements-toys_ICP-MS | 1 | F | Cr III | Standard | 1 | Numeric (Calc) | 1 | Y | N |  | [sigfig;2] |  | mg/kg |  |  |  |  | [*;*;R;#¦#;Raw Value;#]*[*;*;1;#¦FinalVolume;*;#]*[*;*;1;#¦Dilution Factor;Standard;#]/([Weighing;*;*;1¦Weight;*;1]*1)
19 elements-toys_ICP-MS | 1 | F | Cr VI | Standard | 1 | Numeric (Calc) | 1 | Y | N |  | [sigfig;2] |  | mg/kg |  |  |  |  | [*;*;R;#¦#;Raw Value;#]*[*;*;1;#¦FinalVolume;*;#]*[*;*;1;#¦Dilution Factor;Standard;#]/([Weighing;*;*;1¦Weight;*;1]*1)
19 elements-toys_ICP-MS | 1 | F | Pt | Standard | 1 | Numeric (Calc) | 1 | Y | N |  | [sigfig;2] |  | mg/kg |  |  |  |  | [*;*;R;#¦#;Raw Value;#]*[*;*;1;#¦FinalVolume;*;#]*[*;*;1;#¦Dilution Factor;Standard;#]/([Weighing;*;*;1¦Weight;*;1]*1)
19 elements-toys_ICP-MS | 1 | F | Hf | Standard | 1 | Numeric (Calc) | 1 | Y | N |  | [sigfig;2] |  | mg/kg |  |  |  |  | [*;*;R;#¦#;Raw Value;#]*[*;*;1;#¦FinalVolume;*;#]*[*;*;1;#¦Dilution Factor;Standard;#]/([Weighing;*;*;1¦Weight;*;1]*1)
Phthalates>7_GC-MS_100mgkg | 1 | F | DnBP | Standard | 1 | Numeric (Calc) | 1 | Y | N |  | [sigfig;2] |  | mg/kg |  |  |  |  | case( [*;*;R;#¦#;Raw Value;#;ParamLimit_Status:Detection] when 1 then 0 else ([*;*;R;#¦#;Raw Value;#]*[*;*;1;#¦FinalVolume;*;#]*[*;*;1;#¦Dilution Factor;Standard;#]/[Weighing;*;*;1¦Weight;*;1]))
Phthalates>7_GC-MS_100mgkg | 1 | F | DiBP | Standard | 1 | Numeric (Calc) | 1 | Y | N |  | [sigfig;2] |  | mg/kg |  |  |  |  | case( [*;*;R;#¦#;Raw Value;#;ParamLimit_Status:Detection] when 1 then 0 else ([*;*;R;#¦#;Raw Value;#]*[*;*;1;#¦FinalVolume;*;#]*[*;*;1;#¦Dilution Factor;Standard;#]/[Weighing;*;*;1¦Weight;*;1]))
Phthalates>7_GC-MS_100mgkg | 1 | F | DEHP | Standard | 1 | Numeric (Calc) | 1 | Y | N |  | [sigfig;2] |  | mg/kg |  |  |  |  | case( [*;*;R;#¦#;Raw Value;#;ParamLimit_Status:Detection] when 1 then 0 else ([*;*;R;#¦#;Raw Value;#]*[*;*;1;#¦FinalVolume;*;#]*[*;*;1;#¦Dilution Factor;Standard;#]/[Weighing;*;*;1¦Weight;*;1]))
Phthalates>7_GC-MS_100mgkg | 1 | F | BBP | Standard | 1 | Numeric (Calc) | 1 | Y | N |  | [sigfig;2] |  | mg/kg |  |  |  |  | case( [*;*;R;#¦#;Raw Value;#;ParamLimit_Status:Detection] when 1 then 0 else ([*;*;R;#¦#;Raw Value;#]*[*;*;1;#¦FinalVolume;*;#]*[*;*;1;#¦Dilution Factor;Standard;#]/[Weighing;*;*;1¦Weight;*;1]))
Phthalates>7_GC-MS_100mgkg | 1 | F | DiNP | Standard | 1 | Numeric (Calc) | 1 | Y | N |  | [sigfig;2] |  | mg/kg |  |  |  |  | case( [*;*;R;#¦#;Raw Value;#;ParamLimit_Status:Detection] when 1 then 0 else ([*;*;R;#¦#;Raw Value;#]*[*;*;1;#¦FinalVolume;*;#]*[*;*;1;#¦Dilution Factor;Standard;#]/[Weighing;*;*;1¦Weight;*;1]))
Phthalates>7_GC-MS_100mgkg | 1 | F | DnOP | Standard | 1 | Numeric (Calc) | 1 | Y | N |  | [sigfig;2] |  | mg/kg |  |  |  |  | case( [*;*;R;#¦#;Raw Value;#;ParamLimit_Status:Detection] when 1 then 0 else ([*;*;R;#¦#;Raw Value;#]*[*;*;1;#¦FinalVolume;*;#]*[*;*;1;#¦Dilution Factor;Standard;#]/[Weighing;*;*;1¦Weight;*;1]))
Phthalates>7_GC-MS_100mgkg | 1 | F | DiDP | Standard | 1 | Numeric (Calc) | 1 | Y | N |  | [sigfig;2] |  | mg/kg |  |  |  |  | case( [*;*;R;#¦#;Raw Value;#;ParamLimit_Status:Detection] when 1 then 0 else ([*;*;R;#¦#;Raw Value;#]*[*;*;1;#¦FinalVolume;*;#]*[*;*;1;#¦Dilution Factor;Standard;#]/[Weighing;*;*;1¦Weight;*;1]))
Phthalates>7_GC-MS_100mgkg | 1 | F | DnHexP | Standard | 1 | Numeric (Calc) | 1 | Y | N |  | [sigfig;2] |  | mg/kg |  |  |  |  | case( [*;*;R;#¦#;Raw Value;#;ParamLimit_Status:Detection] when 1 then 0 else ([*;*;R;#¦#;Raw Value;#]*[*;*;1;#¦FinalVolume;*;#]*[*;*;1;#¦Dilution Factor;Standard;#]/[Weighing;*;*;1¦Weight;*;1]))
Phthalates>7_GC-MS_100mgkg | 1 | F | DMEP | Standard | 1 | Numeric (Calc) | 1 | Y | N |  | [sigfig;2] |  | mg/kg |  |  |  |  | case( [*;*;R;#¦#;Raw Value;#;ParamLimit_Status:Detection] when 1 then 0 else ([*;*;R;#¦#;Raw Value;#]*[*;*;1;#¦FinalVolume;*;#]*[*;*;1;#¦Dilution Factor;Standard;#]/[Weighing;*;*;1¦Weight;*;1]))
Phthalates>7_GC-MS_100mgkg | 1 | F | DHNUP | Standard | 1 | Numeric (Calc) | 1 | Y | N |  | [sigfig;2] |  | mg/kg |  |  |  |  | case( [*;*;R;#¦#;Raw Value;#;ParamLimit_Status:Detection] when 1 then 0 else ([*;*;R;#¦#;Raw Value;#]*[*;*;1;#¦FinalVolume;*;#]*[*;*;1;#¦Dilution Factor;Standard;#]/[Weighing;*;*;1¦Weight;*;1]))
Phthalates>7_GC-MS_100mgkg | 1 | F | DiHepP | Standard | 1 | Numeric (Calc) | 1 | Y | N |  | [sigfig;2] |  | mg/kg |  |  |  |  | case( [*;*;R;#¦#;Raw Value;#;ParamLimit_Status:Detection] when 1 then 0 else ([*;*;R;#¦#;Raw Value;#]*[*;*;1;#¦FinalVolume;*;#]*[*;*;1;#¦Dilution Factor;Standard;#]/[Weighing;*;*;1¦Weight;*;1]))
Phthalates>7_GC-MS_100mgkg | 1 | F | DnPP | Standard | 1 | Numeric (Calc) | 1 | Y | N |  | [sigfig;2] |  | mg/kg |  |  |  |  | case( [*;*;R;#¦#;Raw Value;#;ParamLimit_Status:Detection] when 1 then 0 else ([*;*;R;#¦#;Raw Value;#]*[*;*;1;#¦FinalVolume;*;#]*[*;*;1;#¦Dilution Factor;Standard;#]/[Weighing;*;*;1¦Weight;*;1]))
Phthalates>7_GC-MS_100mgkg | 1 | F | DiPP | Standard | 1 | Numeric (Calc) | 1 | Y | N |  | [sigfig;2] |  | mg/kg |  |  |  |  | case( [*;*;R;#¦#;Raw Value;#;ParamLimit_Status:Detection] when 1 then 0 else ([*;*;R;#¦#;Raw Value;#]*[*;*;1;#¦FinalVolume;*;#]*[*;*;1;#¦Dilution Factor;Standard;#]/[Weighing;*;*;1¦Weight;*;1]))
Phthalates>7_GC-MS_100mgkg | 1 | F | nPiPP | Standard | 1 | Numeric (Calc) | 1 | Y | N |  | [sigfig;2] |  | mg/kg |  |  |  |  | case( [*;*;R;#¦#;Raw Value;#;ParamLimit_Status:Detection] when 1 then 0 else ([*;*;R;#¦#;Raw Value;#]*[*;*;1;#¦FinalVolume;*;#]*[*;*;1;#¦Dilution Factor;Standard;#]/[Weighing;*;*;1¦Weight;*;1]))
Phthalates>7_GC-MS_100mgkg | 1 | F | DPP | Standard | 1 | Numeric (Calc) | 1 | Y | N |  | [sigfig;2] |  | mg/kg |  |  |  |  | case( [*;*;R;#¦#;Raw Value;#;ParamLimit_Status:Detection] when 1 then 0 else ([*;*;R;#¦#;Raw Value;#]*[*;*;1;#¦FinalVolume;*;#]*[*;*;1;#¦Dilution Factor;Standard;#]/[Weighing;*;*;1¦Weight;*;1]))
Phthalates>7_GC-MS_100mgkg | 1 | F | DEP | Standard | 1 | Numeric (Calc) | 1 | Y | N |  | [sigfig;2] |  | mg/kg |  |  |  |  | case( [*;*;R;#¦#;Raw Value;#;ParamLimit_Status:Detection] when 1 then 0 else ([*;*;R;#¦#;Raw Value;#]*[*;*;1;#¦FinalVolume;*;#]*[*;*;1;#¦Dilution Factor;Standard;#]/[Weighing;*;*;1¦Weight;*;1]))
Phthalates>7_GC-MS_100mgkg | 1 | F | DnDP | Standard | 1 | Numeric (Calc) | 1 | Y | N |  | [sigfig;2] |  | mg/kg |  |  |  |  | case( [*;*;R;#¦#;Raw Value;#;ParamLimit_Status:Detection] when 1 then 0 else ([*;*;R;#¦#;Raw Value;#]*[*;*;1;#¦FinalVolume;*;#]*[*;*;1;#¦Dilution Factor;Standard;#]/[Weighing;*;*;1¦Weight;*;1]))
Phthalates>7_GC-MS_100mgkg | 1 | F | DCHP | Standard | 1 | Numeric (Calc) | 1 | Y | N |  | [sigfig;2] |  | mg/kg |  |  |  |  | case( [*;*;R;#¦#;Raw Value;#;ParamLimit_Status:Detection] when 1 then 0 else ([*;*;R;#¦#;Raw Value;#]*[*;*;1;#¦FinalVolume;*;#]*[*;*;1;#¦Dilution Factor;Standard;#]/[Weighing;*;*;1¦Weight;*;1]))
Phthalates>7_GC-MS_100mgkg | 1 | F | DiHexP | Standard | 1 | Numeric (Calc) | 1 | Y | N |  | [sigfig;2] |  | mg/kg |  |  |  |  | case( [*;*;R;#¦#;Raw Value;#;ParamLimit_Status:Detection] when 1 then 0 else ([*;*;R;#¦#;Raw Value;#]*[*;*;1;#¦FinalVolume;*;#]*[*;*;1;#¦Dilution Factor;Standard;#]/[Weighing;*;*;1¦Weight;*;1]))
Phthalates>7_GC-MS_100mgkg | 1 | F | DMP | Standard | 1 | Numeric (Calc) | 1 | Y | N |  | [sigfig;2] |  | mg/kg |  |  |  |  | case( [*;*;R;#¦#;Raw Value;#;ParamLimit_Status:Detection] when 1 then 0 else ([*;*;R;#¦#;Raw Value;#]*[*;*;1;#¦FinalVolume;*;#]*[*;*;1;#¦Dilution Factor;Standard;#]/[Weighing;*;*;1¦Weight;*;1]))
Phthalates>7_GC-MS_100mgkg | 1 | F | DnHepP | Standard | 1 | Numeric (Calc) | 1 | Y | N |  | [sigfig;2] |  | mg/kg |  |  |  |  | case( [*;*;R;#¦#;Raw Value;#;ParamLimit_Status:Detection] when 1 then 0 else ([*;*;R;#¦#;Raw Value;#]*[*;*;1;#¦FinalVolume;*;#]*[*;*;1;#¦Dilution Factor;Standard;#]/[Weighing;*;*;1¦Weight;*;1]))
Phthalates>7_GC-MS_100mgkg | 1 | F | DnHexDP | Standard | 1 | Numeric (Calc) | 1 | Y | N |  | [sigfig;2] |  | mg/kg |  |  |  |  | case( [*;*;R;#¦#;Raw Value;#;ParamLimit_Status:Detection] when 1 then 0 else ([*;*;R;#¦#;Raw Value;#]*[*;*;1;#¦FinalVolume;*;#]*[*;*;1;#¦Dilution Factor;Standard;#]/[Weighing;*;*;1¦Weight;*;1]))
Phthalates>7_GC-MS_100mgkg | 1 | F | DnHexODP | Standard | 1 | Numeric (Calc) | 1 | Y | N |  | [sigfig;2] |  | mg/kg |  |  |  |  | case( [*;*;R;#¦#;Raw Value;#;ParamLimit_Status:Detection] when 1 then 0 else ([*;*;R;#¦#;Raw Value;#]*[*;*;1;#¦FinalVolume;*;#]*[*;*;1;#¦Dilution Factor;Standard;#]/[Weighing;*;*;1¦Weight;*;1]))
Phthalates>7_GC-MS_100mgkg | 1 | F | DEHA | Standard | 1 | Numeric (Calc) | 1 | Y | N |  | [sigfig;2] |  | mg/kg |  |  |  |  | case( [*;*;R;#¦#;Raw Value;#;ParamLimit_Status:Detection] when 1 then 0 else ([*;*;R;#¦#;Raw Value;#]*[*;*;1;#¦FinalVolume;*;#]*[*;*;1;#¦Dilution Factor;Standard;#]/[Weighing;*;*;1¦Weight;*;1]))
Phthalates>7_GC-MS_100mgkg | 1 | F | DEHT | Standard | 1 | Numeric (Calc) | 1 | Y | N |  | [sigfig;2] |  | mg/kg |  |  |  |  | case( [*;*;R;#¦#;Raw Value;#;ParamLimit_Status:Detection] when 1 then 0 else ([*;*;R;#¦#;Raw Value;#]*[*;*;1;#¦FinalVolume;*;#]*[*;*;1;#¦Dilution Factor;Standard;#]/[Weighing;*;*;1¦Weight;*;1]))
Phthalates>7_GC-MS_100mgkg | 1 | F | DBzP | Standard | 1 | Numeric (Calc) | 1 | Y | N |  | [sigfig;2] |  | mg/kg |  |  |  |  | case( [*;*;R;#¦#;Raw Value;#;ParamLimit_Status:Detection] when 1 then 0 else ([*;*;R;#¦#;Raw Value;#]*[*;*;1;#¦FinalVolume;*;#]*[*;*;1;#¦Dilution Factor;Standard;#]/[Weighing;*;*;1¦Weight;*;1]))
Phthalates>7_GC-MS_100mgkg | 1 | F | DiOP | Standard | 1 | Numeric (Calc) | 1 | Y | N |  | [sigfig;2] |  | mg/kg |  |  |  |  | case( [*;*;R;#¦#;Raw Value;#;ParamLimit_Status:Detection] when 1 then 0 else ([*;*;R;#¦#;Raw Value;#]*[*;*;1;#¦FinalVolume;*;#]*[*;*;1;#¦Dilution Factor;Standard;#]/[Weighing;*;*;1¦Weight;*;1]))
Phthalates>7_GC-MS_100mgkg | 1 | F | DnNP | Standard | 1 | Numeric (Calc) | 1 | Y | N |  | [sigfig;2] |  | mg/kg |  |  |  |  | case( [*;*;R;#¦#;Raw Value;#;ParamLimit_Status:Detection] when 1 then 0 else ([*;*;R;#¦#;Raw Value;#]*[*;*;1;#¦FinalVolume;*;#]*[*;*;1;#¦Dilution Factor;Standard;#]/[Weighing;*;*;1¦Weight;*;1]))
Phthalates>7_GC-MS_100mgkg | 1 | F | DnPrP | Standard | 1 | Numeric (Calc) | 1 | Y | N |  | [sigfig;2] |  | mg/kg |  |  |  |  | case( [*;*;R;#¦#;Raw Value;#;ParamLimit_Status:Detection] when 1 then 0 else ([*;*;R;#¦#;Raw Value;#]*[*;*;1;#¦FinalVolume;*;#]*[*;*;1;#¦Dilution Factor;Standard;#]/[Weighing;*;*;1¦Weight;*;1]))
Phthalates>7_GC-MS_100mgkg | 1 | F | DPheP | Standard | 1 | Numeric (Calc) | 1 | Y | N |  | [sigfig;2] |  | mg/kg |  |  |  |  | case( [*;*;R;#¦#;Raw Value;#;ParamLimit_Status:Detection] when 1 then 0 else ([*;*;R;#¦#;Raw Value;#]*[*;*;1;#¦FinalVolume;*;#]*[*;*;1;#¦Dilution Factor;Standard;#]/[Weighing;*;*;1¦Weight;*;1]))
Phthalates>7_GC-MS_100mgkg | 1 | F | DINCH | Standard | 1 | Numeric (Calc) | 1 | Y | N |  | [sigfig;2] |  | mg/kg |  |  |  |  | case( [*;*;R;#¦#;Raw Value;#;ParamLimit_Status:Detection] when 1 then 0 else ([*;*;R;#¦#;Raw Value;#]*[*;*;1;#¦FinalVolume;*;#]*[*;*;1;#¦Dilution Factor;Standard;#]/[Weighing;*;*;1¦Weight;*;1]))
Phthalates>7_GC-MS_100mgkg | 1 | F | DPHP | Standard | 1 | Numeric (Calc) | 1 | Y | N |  | [sigfig;2] |  | mg/kg |  |  |  |  | case( [*;*;R;#¦#;Raw Value;#;ParamLimit_Status:Detection] when 1 then 0 else ([*;*;R;#¦#;Raw Value;#]*[*;*;1;#¦FinalVolume;*;#]*[*;*;1;#¦Dilution Factor;Standard;#]/[Weighing;*;*;1¦Weight;*;1]))
Phthalates>7_GC-MS_100mgkg | 1 | F | DBEP | Standard | 1 | Numeric (Calc) | 1 | Y | N |  | [sigfig;2] |  | mg/kg |  |  |  |  | case( [*;*;R;#¦#;Raw Value;#;ParamLimit_Status:Detection] when 1 then 0 else ([*;*;R;#¦#;Raw Value;#]*[*;*;1;#¦FinalVolume;*;#]*[*;*;1;#¦Dilution Factor;Standard;#]/[Weighing;*;*;1¦Weight;*;1]))
Phthalates>7_GC-MS_100mgkg | 1 | F | DMPP | Standard | 1 | Numeric (Calc) | 1 | Y | N |  | [sigfig;2] |  | mg/kg |  |  |  |  | case( [*;*;R;#¦#;Raw Value;#;ParamLimit_Status:Detection] when 1 then 0 else ([*;*;R;#¦#;Raw Value;#]*[*;*;1;#¦FinalVolume;*;#]*[*;*;1;#¦Dilution Factor;Standard;#]/[Weighing;*;*;1¦Weight;*;1]))
Phthalates>7_GC-MS_100mgkg | 1 | F | DEEP | Standard | 1 | Numeric (Calc) | 1 | Y | N |  | [sigfig;2] |  | mg/kg |  |  |  |  | case( [*;*;R;#¦#;Raw Value;#;ParamLimit_Status:Detection] when 1 then 0 else ([*;*;R;#¦#;Raw Value;#]*[*;*;1;#¦FinalVolume;*;#]*[*;*;1;#¦Dilution Factor;Standard;#]/[Weighing;*;*;1¦Weight;*;1]))
Phthalates>7_GC-MS_100mgkg | 1 | F | DiUP | Standard | 1 | Numeric (Calc) | 1 | Y | N |  | [sigfig;2] |  | mg/kg |  |  |  |  | case( [*;*;R;#¦#;Raw Value;#;ParamLimit_Status:Detection] when 1 then 0 else ([*;*;R;#¦#;Raw Value;#]*[*;*;1;#¦FinalVolume;*;#]*[*;*;1;#¦Dilution Factor;Standard;#]/[Weighing;*;*;1¦Weight;*;1]))
Phthalates>7_GC-MS_100mgkg | 1 | F | DnUP | Standard | 1 | Numeric (Calc) | 1 | Y | N |  | [sigfig;2] |  | mg/kg |  |  |  |  | case( [*;*;R;#¦#;Raw Value;#;ParamLimit_Status:Detection] when 1 then 0 else ([*;*;R;#¦#;Raw Value;#]*[*;*;1;#¦FinalVolume;*;#]*[*;*;1;#¦Dilution Factor;Standard;#]/[Weighing;*;*;1¦Weight;*;1]))
Phthalates>7_GC-MS_100mgkg | 1 | F | DAP | Standard | 1 | Numeric (Calc) | 1 | Y | N |  | [sigfig;2] |  | mg/kg |  |  |  |  | case( [*;*;R;#¦#;Raw Value;#;ParamLimit_Status:Detection] when 1 then 0 else ([*;*;R;#¦#;Raw Value;#]*[*;*;1;#¦FinalVolume;*;#]*[*;*;1;#¦Dilution Factor;Standard;#]/[Weighing;*;*;1¦Weight;*;1]))
Phthalates>7_GC-MS_100mgkg | 1 | F | nOnDP | Standard | 1 | Numeric (Calc) | 1 | Y | N |  | [sigfig;2] |  | mg/kg |  |  |  |  | case( [*;*;R;#¦#;Raw Value;#;ParamLimit_Status:Detection] when 1 then 0 else ([*;*;R;#¦#;Raw Value;#]*[*;*;1;#¦FinalVolume;*;#]*[*;*;1;#¦Dilution Factor;Standard;#]/[Weighing;*;*;1¦Weight;*;1]))
Phthalates>7_GC-MS_100mgkg | 1 | F | MBP | Standard | 1 | Numeric (Calc) | 1 | Y | N |  | [sigfig;2] |  | mg/kg |  |  |  |  | case( [*;*;R;#¦#;Raw Value;#;ParamLimit_Status:Detection] when 1 then 0 else ([*;*;R;#¦#;Raw Value;#]*[*;*;1;#¦FinalVolume;*;#]*[*;*;1;#¦Dilution Factor;Standard;#]/[Weighing;*;*;1¦Weight;*;1]))
VOC upto 15_GC-MS_1mgkg | 1 | F | Tetrachloroethane | Standard | 1 | Numeric (Calc) | 1 | Y | N |  | [sigfig;2] |  | mg/kg |  |  |  |  | [*;*;R;#¦#;Raw Value;#]/[Weighing;*;*;1¦Weight;*;1]
VOC upto 15_GC-MS_1mgkg | 1 | F | Trichloromethane | Standard | 1 | Numeric (Calc) | 1 | Y | N |  | [sigfig;2] |  | mg/kg |  |  |  |  | [*;*;R;#¦#;Raw Value;#]/[Weighing;*;*;1¦Weight;*;1]
VOC upto 15_GC-MS_1mgkg | 1 | F | Dichloromethane | Standard | 1 | Numeric (Calc) | 1 | Y | N |  | [sigfig;2] |  | mg/kg |  |  |  |  | [*;*;R;#¦#;Raw Value;#]/[Weighing;*;*;1¦Weight;*;1]
VOC upto 15_GC-MS_1mgkg | 1 | F | Tetrachloroethylene | Standard | 1 | Numeric (Calc) | 1 | Y | N |  | [sigfig;2] |  | mg/kg |  |  |  |  | [*;*;R;#¦#;Raw Value;#]/[Weighing;*;*;1¦Weight;*;1]
VOC upto 15_GC-MS_1mgkg | 1 | F | Trichloroethylene | Standard | 1 | Numeric (Calc) | 1 | Y | N |  | [sigfig;2] |  | mg/kg |  |  |  |  | [*;*;R;#¦#;Raw Value;#]/[Weighing;*;*;1¦Weight;*;1]
VOC upto 15_GC-MS_1mgkg | 1 | F | Toluene | Standard | 1 | Numeric (Calc) | 1 | Y | N |  | [sigfig;2] |  | mg/kg |  |  |  |  | [*;*;R;#¦#;Raw Value;#]/[Weighing;*;*;1¦Weight;*;1]
VOC upto 15_GC-MS_1mgkg | 1 | F | o-Xylene | Standard | 1 | Numeric (Calc) | 1 | Y | N |  | [sigfig;2] |  | mg/kg |  |  |  |  | [*;*;R;#¦#;Raw Value;#]/[Weighing;*;*;1¦Weight;*;1]
VOC upto 15_GC-MS_1mgkg | 1 | F | m-Xylene | Standard | 1 | Numeric (Calc) | 1 | Y | N |  | [sigfig;2] |  | mg/kg |  |  |  |  | [*;*;R;#¦#;Raw Value;#]/[Weighing;*;*;1¦Weight;*;1]
VOC upto 15_GC-MS_1mgkg | 1 | F | p-Xylene | Standard | 1 | Numeric (Calc) | 1 | Y | N |  | [sigfig;2] |  | mg/kg |  |  |  |  | [*;*;R;#¦#;Raw Value;#]/[Weighing;*;*;1¦Weight;*;1]
VOC upto 15_GC-MS_1mgkg | 1 | F | 3-Methylphenol | Standard | 1 | Numeric (Calc) | 1 | Y | N |  | [sigfig;2] |  | mg/kg |  |  |  |  | [*;*;R;#¦#;Raw Value;#]/[Weighing;*;*;1¦Weight;*;1]
VOC upto 15_GC-MS_1mgkg | 1 | F | Dimethylformamide | Standard | 1 | Numeric (Calc) | 1 | Y | N |  | [sigfig;2] |  | mg/kg |  |  |  |  | [*;*;R;#¦#;Raw Value;#]/[Weighing;*;*;1¦Weight;*;1]
VOC upto 15_GC-MS_1mgkg | 1 | F | Cyclohexane | Standard | 1 | Numeric (Calc) | 1 | Y | N |  | [sigfig;2] |  | mg/kg |  |  |  |  | [*;*;R;#¦#;Raw Value;#]/[Weighing;*;*;1¦Weight;*;1]
VOC upto 15_GC-MS_1mgkg | 1 | F | Tetrahydrofuran | Standard | 1 | Numeric (Calc) | 1 | Y | N |  | [sigfig;2] |  | mg/kg |  |  |  |  | [*;*;R;#¦#;Raw Value;#]/[Weighing;*;*;1¦Weight;*;1]
VOC upto 15_GC-MS_1mgkg | 1 | F | Phenol | Standard | 1 | Numeric (Calc) | 1 | Y | N |  | [sigfig;2] |  | mg/kg |  |  |  |  | [*;*;R;#¦#;Raw Value;#]/[Weighing;*;*;1¦Weight;*;1]
VOC upto 15_GC-MS_1mgkg | 1 | F | Benzene | Standard | 1 | Numeric (Calc) | 1 | Y | N |  | [sigfig;2] |  | mg/kg |  |  |  |  | [*;*;R;#¦#;Raw Value;#]/[Weighing;*;*;1¦Weight;*;1]
VOC upto 15_GC-MS_1mgkg | 1 | F | 1,1,1-Trichloroethane | Standard | 1 | Numeric (Calc) | 1 | Y | N |  | [sigfig;2] |  | mg/kg |  |  |  |  | [*;*;R;#¦#;Raw Value;#]/[Weighing;*;*;1¦Weight;*;1]
VOC upto 15_GC-MS_1mgkg | 1 | F | Acetone | Standard | 1 | Numeric (Calc) | 1 | Y | N |  | [sigfig;2] |  | mg/kg |  |  |  |  | [*;*;R;#¦#;Raw Value;#]/[Weighing;*;*;1¦Weight;*;1]
VOC upto 15_GC-MS_1mgkg | 1 | F | Cyclohexanone | Standard | 1 | Numeric (Calc) | 1 | Y | N |  | [sigfig;2] |  | mg/kg |  |  |  |  | [*;*;R;#¦#;Raw Value;#]/[Weighing;*;*;1¦Weight;*;1]
VOC upto 15_GC-MS_1mgkg | 1 | F | Ethyl acetate | Standard | 1 | Numeric (Calc) | 1 | Y | N |  | [sigfig;2] |  | mg/kg |  |  |  |  | [*;*;R;#¦#;Raw Value;#]/[Weighing;*;*;1¦Weight;*;1]
VOC upto 15_GC-MS_1mgkg | 1 | F | Isophorone | Standard | 1 | Numeric (Calc) | 1 | Y | N |  | [sigfig;2] |  | mg/kg |  |  |  |  | [*;*;R;#¦#;Raw Value;#]/[Weighing;*;*;1¦Weight;*;1]
VOC upto 15_GC-MS_1mgkg | 1 | F | Butanone | Standard | 1 | Numeric (Calc) | 1 | Y | N |  | [sigfig;2] |  | mg/kg |  |  |  |  | [*;*;R;#¦#;Raw Value;#]/[Weighing;*;*;1¦Weight;*;1]
VOC upto 15_GC-MS_1mgkg | 1 | F | White Spirit | Standard | 1 | Numeric (Calc) | 1 | Y | N |  | [sigfig;2] |  | mg/kg |  |  |  |  | [*;*;R;#¦#;Raw Value;#]/[Weighing;*;*;1¦Weight;*;1]
VOC upto 15_GC-MS_1mgkg | 1 | F | Formamide | Standard | 1 | Numeric (Calc) | 1 | Y | N |  | [sigfig;2] |  | mg/kg |  |  |  |  | [*;*;R;#¦#;Raw Value;#]/[Weighing;*;*;1¦Weight;*;1]
VOC upto 15_GC-MS_1mgkg | 1 | F | 2-Phenyl-2-propanol | Standard | 1 | Numeric (Calc) | 1 | Y | N |  | [sigfig;2] |  | mg/kg |  |  |  |  | [*;*;R;#¦#;Raw Value;#]/[Weighing;*;*;1¦Weight;*;1]
VOC upto 15_GC-MS_1mgkg | 1 | F | Acetophenone | Standard | 1 | Numeric (Calc) | 1 | Y | N |  | [sigfig;2] |  | mg/kg |  |  |  |  | [*;*;R;#¦#;Raw Value;#]/[Weighing;*;*;1¦Weight;*;1]
VOC upto 15_GC-MS_1mgkg | 1 | F | Dimethylacetamide | Standard | 1 | Numeric (Calc) | 1 | Y | N |  | [sigfig;2] |  | mg/kg |  |  |  |  | [*;*;R;#¦#;Raw Value;#]/[Weighing;*;*;1¦Weight;*;1]
VOC upto 15_GC-MS_1mgkg | 1 | F | 1-Methyl-2-pyrrolidone | Standard | 1 | Numeric (Calc) | 1 | Y | N |  | [sigfig;2] |  | mg/kg |  |  |  |  | [*;*;R;#¦#;Raw Value;#]/[Weighing;*;*;1¦Weight;*;1]
VOC upto 15_GC-MS_1mgkg | 1 | F | Bis(2-methoxyethyl) ether | Standard | 1 | Numeric (Calc) | 1 | Y | N |  | [sigfig;2] |  | mg/kg |  |  |  |  | [*;*;R;#¦#;Raw Value;#]/[Weighing;*;*;1¦Weight;*;1]
VOC upto 15_GC-MS_1mgkg | 1 | F | Ethylbenzene | Standard | 1 | Numeric (Calc) | 1 | Y | N |  | [sigfig;2] |  | mg/kg |  |  |  |  | [*;*;R;#¦#;Raw Value;#]/[Weighing;*;*;1¦Weight;*;1]
VOC upto 15_GC-MS_1mgkg | 1 | F | Naphthalene | Standard | 1 | Numeric (Calc) | 1 | Y | N |  | [sigfig;2] |  | mg/kg |  |  |  |  | [*;*;R;#¦#;Raw Value;#]/[Weighing;*;*;1¦Weight;*;1]
VOC upto 15_GC-MS_1mgkg | 1 | F | 1,1,1,2-Tetrachloroethane | Standard | 1 | Numeric (Calc) | 1 | Y | N |  | [sigfig;2] |  | mg/kg |  |  |  |  | [*;*;R;#¦#;Raw Value;#]/[Weighing;*;*;1¦Weight;*;1]
VOC upto 15_GC-MS_1mgkg | 1 | F | 2-Methylphenol | Standard | 1 | Numeric (Calc) | 1 | Y | N |  | [sigfig;2] |  | mg/kg |  |  |  |  | [*;*;R;#¦#;Raw Value;#]/[Weighing;*;*;1¦Weight;*;1]
VOC upto 15_GC-MS_1mgkg | 1 | F | 4-Methylphenol | Standard | 1 | Numeric (Calc) | 1 | Y | N |  | [sigfig;2] |  | mg/kg |  |  |  |  | [*;*;R;#¦#;Raw Value;#]/[Weighing;*;*;1¦Weight;*;1]
VOC upto 15_GC-MS_1mgkg | 1 | F | Styrene | Standard | 1 | Numeric (Calc) | 1 | Y | N |  | [sigfig;2] |  | mg/kg |  |  |  |  | [*;*;R;#¦#;Raw Value;#]/[Weighing;*;*;1¦Weight;*;1]
VOC upto 15_GC-MS_1mgkg | 1 | F | Carbon Disulphide | Standard | 1 | Numeric (Calc) | 1 | Y | N |  | [sigfig;2] |  | mg/kg |  |  |  |  | [*;*;R;#¦#;Raw Value;#]/[Weighing;*;*;1¦Weight;*;1]
VOC upto 15_GC-MS_1mgkg | 1 | F | 1,1,2-Trichloroethane | Standard | 1 | Numeric (Calc) | 1 | Y | N |  | [sigfig;2] |  | mg/kg |  |  |  |  | [*;*;R;#¦#;Raw Value;#]/[Weighing;*;*;1¦Weight;*;1]
VOC upto 15_GC-MS_1mgkg | 1 | F | Hexachloroethane | Standard | 1 | Numeric (Calc) | 1 | Y | N |  | [sigfig;2] |  | mg/kg |  |  |  |  | [*;*;R;#¦#;Raw Value;#]/[Weighing;*;*;1¦Weight;*;1]
VOC upto 15_GC-MS_1mgkg | 1 | F | Aliphatic alkanes | Standard | 1 | Numeric (Calc) | 1 | Y | N |  | [sigfig;2] |  | mg/kg |  |  |  |  | [*;*;R;#¦#;Raw Value;#]/[Weighing;*;*;1¦Weight;*;1]
VOC upto 15_GC-MS_1mgkg | 1 | F | 1,1-Dichloroethene | Standard | 1 | Numeric (Calc) | 1 | Y | N |  | [sigfig;2] |  | mg/kg |  |  |  |  | [*;*;R;#¦#;Raw Value;#]/[Weighing;*;*;1¦Weight;*;1]
VOC upto 15_GC-MS_1mgkg | 1 | F | 1,2-Dichloroethane | Standard | 1 | Numeric (Calc) | 1 | Y | N |  | [sigfig;2] |  | mg/kg |  |  |  |  | [*;*;R;#¦#;Raw Value;#]/[Weighing;*;*;1¦Weight;*;1]
VOC upto 15_GC-MS_1mgkg | 1 | F | 1,2,3-Trichlorpropane | Standard | 1 | Numeric (Calc) | 1 | Y | N |  | [sigfig;2] |  | mg/kg |  |  |  |  | [*;*;R;#¦#;Raw Value;#]/[Weighing;*;*;1¦Weight;*;1]
VOC upto 15_GC-MS_1mgkg | 1 | F | 2-(2-Methoxyethoxy)ethanol | Standard | 1 | Numeric (Calc) | 1 | Y | N |  | [sigfig;2] |  | mg/kg |  |  |  |  | [*;*;R;#¦#;Raw Value;#]/[Weighing;*;*;1¦Weight;*;1]
VOC upto 15_GC-MS_1mgkg | 1 | F | 2-Methoxyethyl acetate | Standard | 1 | Numeric (Calc) | 1 | Y | N |  | [sigfig;2] |  | mg/kg |  |  |  |  | [*;*;R;#¦#;Raw Value;#]/[Weighing;*;*;1¦Weight;*;1]
VOC upto 15_GC-MS_1mgkg | 1 | F | 2-Methoxypropyl acetate | Standard | 1 | Numeric (Calc) | 1 | Y | N |  | [sigfig;2] |  | mg/kg |  |  |  |  | [*;*;R;#¦#;Raw Value;#]/[Weighing;*;*;1¦Weight;*;1]
VOC upto 15_GC-MS_1mgkg | 1 | F | Methanol | Standard | 1 | Numeric (Calc) | 1 | Y | N |  | [sigfig;2] |  | mg/kg |  |  |  |  | [*;*;R;#¦#;Raw Value;#]/[Weighing;*;*;1¦Weight;*;1]
VOC upto 15_GC-MS_1mgkg | 1 | F | 1,3,5-Trimethylbenzene | Standard | 1 | Numeric (Calc) | 1 | Y | N |  | [sigfig;2] |  | mg/kg |  |  |  |  | [*;*;R;#¦#;Raw Value;#]/[Weighing;*;*;1¦Weight;*;1]
VOC upto 15_GC-MS_1mgkg | 1 | F | n-Hexane | Standard | 1 | Numeric (Calc) | 1 | Y | N |  | [sigfig;2] |  | mg/kg |  |  |  |  | [*;*;R;#¦#;Raw Value;#]/[Weighing;*;*;1¦Weight;*;1]
VOC >15_GC-MS_1mgkg | 1 | F | Tetrachloroethane | Standard | 1 | Numeric (Calc) | 1 | Y | N |  | [sigfig;2] |  | mg/kg |  |  |  |  | [*;*;R;#¦#;Raw Value;#]/[Weighing;*;*;1¦Weight;*;1]
VOC >15_GC-MS_1mgkg | 1 | F | Trichloromethane | Standard | 1 | Numeric (Calc) | 1 | Y | N |  | [sigfig;2] |  | mg/kg |  |  |  |  | [*;*;R;#¦#;Raw Value;#]/[Weighing;*;*;1¦Weight;*;1]
VOC >15_GC-MS_1mgkg | 1 | F | Dichloromethane | Standard | 1 | Numeric (Calc) | 1 | Y | N |  | [sigfig;2] |  | mg/kg |  |  |  |  | [*;*;R;#¦#;Raw Value;#]/[Weighing;*;*;1¦Weight;*;1]
VOC >15_GC-MS_1mgkg | 1 | F | Tetrachloroethylene | Standard | 1 | Numeric (Calc) | 1 | Y | N |  | [sigfig;2] |  | mg/kg |  |  |  |  | [*;*;R;#¦#;Raw Value;#]/[Weighing;*;*;1¦Weight;*;1]
VOC >15_GC-MS_1mgkg | 1 | F | Trichloroethylene | Standard | 1 | Numeric (Calc) | 1 | Y | N |  | [sigfig;2] |  | mg/kg |  |  |  |  | [*;*;R;#¦#;Raw Value;#]/[Weighing;*;*;1¦Weight;*;1]
VOC >15_GC-MS_1mgkg | 1 | F | Toluene | Standard | 1 | Numeric (Calc) | 1 | Y | N |  | [sigfig;2] |  | mg/kg |  |  |  |  | [*;*;R;#¦#;Raw Value;#]/[Weighing;*;*;1¦Weight;*;1]
VOC >15_GC-MS_1mgkg | 1 | F | o-Xylene | Standard | 1 | Numeric (Calc) | 1 | Y | N |  | [sigfig;2] |  | mg/kg |  |  |  |  | [*;*;R;#¦#;Raw Value;#]/[Weighing;*;*;1¦Weight;*;1]
VOC >15_GC-MS_1mgkg | 1 | F | m-Xylene | Standard | 1 | Numeric (Calc) | 1 | Y | N |  | [sigfig;2] |  | mg/kg |  |  |  |  | [*;*;R;#¦#;Raw Value;#]/[Weighing;*;*;1¦Weight;*;1]
VOC >15_GC-MS_1mgkg | 1 | F | p-Xylene | Standard | 1 | Numeric (Calc) | 1 | Y | N |  | [sigfig;2] |  | mg/kg |  |  |  |  | [*;*;R;#¦#;Raw Value;#]/[Weighing;*;*;1¦Weight;*;1]
VOC >15_GC-MS_1mgkg | 1 | F | 3-Methylphenol | Standard | 1 | Numeric (Calc) | 1 | Y | N |  | [sigfig;2] |  | mg/kg |  |  |  |  | [*;*;R;#¦#;Raw Value;#]/[Weighing;*;*;1¦Weight;*;1]
VOC >15_GC-MS_1mgkg | 1 | F | Dimethylformamide | Standard | 1 | Numeric (Calc) | 1 | Y | N |  | [sigfig;2] |  | mg/kg |  |  |  |  | [*;*;R;#¦#;Raw Value;#]/[Weighing;*;*;1¦Weight;*;1]
VOC >15_GC-MS_1mgkg | 1 | F | Cyclohexane | Standard | 1 | Numeric (Calc) | 1 | Y | N |  | [sigfig;2] |  | mg/kg |  |  |  |  | [*;*;R;#¦#;Raw Value;#]/[Weighing;*;*;1¦Weight;*;1]
VOC >15_GC-MS_1mgkg | 1 | F | Tetrahydrofuran | Standard | 1 | Numeric (Calc) | 1 | Y | N |  | [sigfig;2] |  | mg/kg |  |  |  |  | [*;*;R;#¦#;Raw Value;#]/[Weighing;*;*;1¦Weight;*;1]
VOC >15_GC-MS_1mgkg | 1 | F | Phenol | Standard | 1 | Numeric (Calc) | 1 | Y | N |  | [sigfig;2] |  | mg/kg |  |  |  |  | [*;*;R;#¦#;Raw Value;#]/[Weighing;*;*;1¦Weight;*;1]
VOC >15_GC-MS_1mgkg | 1 | F | Benzene | Standard | 1 | Numeric (Calc) | 1 | Y | N |  | [sigfig;2] |  | mg/kg |  |  |  |  | [*;*;R;#¦#;Raw Value;#]/[Weighing;*;*;1¦Weight;*;1]
VOC >15_GC-MS_1mgkg | 1 | F | 1,1,1-Trichloroethane | Standard | 1 | Numeric (Calc) | 1 | Y | N |  | [sigfig;2] |  | mg/kg |  |  |  |  | [*;*;R;#¦#;Raw Value;#]/[Weighing;*;*;1¦Weight;*;1]
VOC >15_GC-MS_1mgkg | 1 | F | Acetone | Standard | 1 | Numeric (Calc) | 1 | Y | N |  | [sigfig;2] |  | mg/kg |  |  |  |  | [*;*;R;#¦#;Raw Value;#]/[Weighing;*;*;1¦Weight;*;1]
VOC >15_GC-MS_1mgkg | 1 | F | Cyclohexanone | Standard | 1 | Numeric (Calc) | 1 | Y | N |  | [sigfig;2] |  | mg/kg |  |  |  |  | [*;*;R;#¦#;Raw Value;#]/[Weighing;*;*;1¦Weight;*;1]
VOC >15_GC-MS_1mgkg | 1 | F | Ethyl acetate | Standard | 1 | Numeric (Calc) | 1 | Y | N |  | [sigfig;2] |  | mg/kg |  |  |  |  | [*;*;R;#¦#;Raw Value;#]/[Weighing;*;*;1¦Weight;*;1]
VOC >15_GC-MS_1mgkg | 1 | F | Isophorone | Standard | 1 | Numeric (Calc) | 1 | Y | N |  | [sigfig;2] |  | mg/kg |  |  |  |  | [*;*;R;#¦#;Raw Value;#]/[Weighing;*;*;1¦Weight;*;1]
VOC >15_GC-MS_1mgkg | 1 | F | Butanone | Standard | 1 | Numeric (Calc) | 1 | Y | N |  | [sigfig;2] |  | mg/kg |  |  |  |  | [*;*;R;#¦#;Raw Value;#]/[Weighing;*;*;1¦Weight;*;1]
VOC >15_GC-MS_1mgkg | 1 | F | White Spirit | Standard | 1 | Numeric (Calc) | 1 | Y | N |  | [sigfig;2] |  | mg/kg |  |  |  |  | [*;*;R;#¦#;Raw Value;#]/[Weighing;*;*;1¦Weight;*;1]
VOC >15_GC-MS_1mgkg | 1 | F | Formamide | Standard | 1 | Numeric (Calc) | 1 | Y | N |  | [sigfig;2] |  | mg/kg |  |  |  |  | [*;*;R;#¦#;Raw Value;#]/[Weighing;*;*;1¦Weight;*;1]
VOC >15_GC-MS_1mgkg | 1 | F | 2-Phenyl-2-propanol | Standard | 1 | Numeric (Calc) | 1 | Y | N |  | [sigfig;2] |  | mg/kg |  |  |  |  | [*;*;R;#¦#;Raw Value;#]/[Weighing;*;*;1¦Weight;*;1]
VOC >15_GC-MS_1mgkg | 1 | F | Acetophenone | Standard | 1 | Numeric (Calc) | 1 | Y | N |  | [sigfig;2] |  | mg/kg |  |  |  |  | [*;*;R;#¦#;Raw Value;#]/[Weighing;*;*;1¦Weight;*;1]
VOC >15_GC-MS_1mgkg | 1 | F | Dimethylacetamide | Standard | 1 | Numeric (Calc) | 1 | Y | N |  | [sigfig;2] |  | mg/kg |  |  |  |  | [*;*;R;#¦#;Raw Value;#]/[Weighing;*;*;1¦Weight;*;1]
VOC >15_GC-MS_1mgkg | 1 | F | 1-Methyl-2-pyrrolidone | Standard | 1 | Numeric (Calc) | 1 | Y | N |  | [sigfig;2] |  | mg/kg |  |  |  |  | [*;*;R;#¦#;Raw Value;#]/[Weighing;*;*;1¦Weight;*;1]
VOC >15_GC-MS_1mgkg | 1 | F | Bis(2-methoxyethyl) ether | Standard | 1 | Numeric (Calc) | 1 | Y | N |  | [sigfig;2] |  | mg/kg |  |  |  |  | [*;*;R;#¦#;Raw Value;#]/[Weighing;*;*;1¦Weight;*;1]
VOC >15_GC-MS_1mgkg | 1 | F | Ethylbenzene | Standard | 1 | Numeric (Calc) | 1 | Y | N |  | [sigfig;2] |  | mg/kg |  |  |  |  | [*;*;R;#¦#;Raw Value;#]/[Weighing;*;*;1¦Weight;*;1]
VOC >15_GC-MS_1mgkg | 1 | F | Naphthalene | Standard | 1 | Numeric (Calc) | 1 | Y | N |  | [sigfig;2] |  | mg/kg |  |  |  |  | [*;*;R;#¦#;Raw Value;#]/[Weighing;*;*;1¦Weight;*;1]
VOC >15_GC-MS_1mgkg | 1 | F | 1,1,1,2-Tetrachloroethane | Standard | 1 | Numeric (Calc) | 1 | Y | N |  | [sigfig;2] |  | mg/kg |  |  |  |  | [*;*;R;#¦#;Raw Value;#]/[Weighing;*;*;1¦Weight;*;1]
VOC >15_GC-MS_1mgkg | 1 | F | 2-Methylphenol | Standard | 1 | Numeric (Calc) | 1 | Y | N |  | [sigfig;2] |  | mg/kg |  |  |  |  | [*;*;R;#¦#;Raw Value;#]/[Weighing;*;*;1¦Weight;*;1]
VOC >15_GC-MS_1mgkg | 1 | F | 4-Methylphenol | Standard | 1 | Numeric (Calc) | 1 | Y | N |  | [sigfig;2] |  | mg/kg |  |  |  |  | [*;*;R;#¦#;Raw Value;#]/[Weighing;*;*;1¦Weight;*;1]
VOC >15_GC-MS_1mgkg | 1 | F | Styrene | Standard | 1 | Numeric (Calc) | 1 | Y | N |  | [sigfig;2] |  | mg/kg |  |  |  |  | [*;*;R;#¦#;Raw Value;#]/[Weighing;*;*;1¦Weight;*;1]
VOC >15_GC-MS_1mgkg | 1 | F | Carbon Disulphide | Standard | 1 | Numeric (Calc) | 1 | Y | N |  | [sigfig;2] |  | mg/kg |  |  |  |  | [*;*;R;#¦#;Raw Value;#]/[Weighing;*;*;1¦Weight;*;1]
VOC >15_GC-MS_1mgkg | 1 | F | 1,1,2-Trichloroethane | Standard | 1 | Numeric (Calc) | 1 | Y | N |  | [sigfig;2] |  | mg/kg |  |  |  |  | [*;*;R;#¦#;Raw Value;#]/[Weighing;*;*;1¦Weight;*;1]
VOC >15_GC-MS_1mgkg | 1 | F | Hexachloroethane | Standard | 1 | Numeric (Calc) | 1 | Y | N |  | [sigfig;2] |  | mg/kg |  |  |  |  | [*;*;R;#¦#;Raw Value;#]/[Weighing;*;*;1¦Weight;*;1]
VOC >15_GC-MS_1mgkg | 1 | F | Aliphatic alkanes | Standard | 1 | Numeric (Calc) | 1 | Y | N |  | [sigfig;2] |  | mg/kg |  |  |  |  | [*;*;R;#¦#;Raw Value;#]/[Weighing;*;*;1¦Weight;*;1]
VOC >15_GC-MS_1mgkg | 1 | F | 1,1-Dichloroethene | Standard | 1 | Numeric (Calc) | 1 | Y | N |  | [sigfig;2] |  | mg/kg |  |  |  |  | [*;*;R;#¦#;Raw Value;#]/[Weighing;*;*;1¦Weight;*;1]
VOC >15_GC-MS_1mgkg | 1 | F | 1,2-Dichloroethane | Standard | 1 | Numeric (Calc) | 1 | Y | N |  | [sigfig;2] |  | mg/kg |  |  |  |  | [*;*;R;#¦#;Raw Value;#]/[Weighing;*;*;1¦Weight;*;1]
VOC >15_GC-MS_1mgkg | 1 | F | 1,2,3-Trichlorpropane | Standard | 1 | Numeric (Calc) | 1 | Y | N |  | [sigfig;2] |  | mg/kg |  |  |  |  | [*;*;R;#¦#;Raw Value;#]/[Weighing;*;*;1¦Weight;*;1]
VOC >15_GC-MS_1mgkg | 1 | F | 2-(2-Methoxyethoxy)ethanol | Standard | 1 | Numeric (Calc) | 1 | Y | N |  | [sigfig;2] |  | mg/kg |  |  |  |  | [*;*;R;#¦#;Raw Value;#]/[Weighing;*;*;1¦Weight;*;1]
VOC >15_GC-MS_1mgkg | 1 | F | 2-Methoxyethyl acetate | Standard | 1 | Numeric (Calc) | 1 | Y | N |  | [sigfig;2] |  | mg/kg |  |  |  |  | [*;*;R;#¦#;Raw Value;#]/[Weighing;*;*;1¦Weight;*;1]
VOC >15_GC-MS_1mgkg | 1 | F | 2-Methoxypropyl acetate | Standard | 1 | Numeric (Calc) | 1 | Y | N |  | [sigfig;2] |  | mg/kg |  |  |  |  | [*;*;R;#¦#;Raw Value;#]/[Weighing;*;*;1¦Weight;*;1]
VOC >15_GC-MS_1mgkg | 1 | F | Methanol | Standard | 1 | Numeric (Calc) | 1 | Y | N |  | [sigfig;2] |  | mg/kg |  |  |  |  | [*;*;R;#¦#;Raw Value;#]/[Weighing;*;*;1¦Weight;*;1]
VOC >15_GC-MS_1mgkg | 1 | F | 1,3,5-Trimethylbenzene | Standard | 1 | Numeric (Calc) | 1 | Y | N |  | [sigfig;2] |  | mg/kg |  |  |  |  | [*;*;R;#¦#;Raw Value;#]/[Weighing;*;*;1¦Weight;*;1]
VOC >15_GC-MS_1mgkg | 1 | F | n-Hexane | Standard | 1 | Numeric (Calc) | 1 | Y | N |  | [sigfig;2] |  | mg/kg |  |  |  |  | [*;*;R;#¦#;Raw Value;#]/[Weighing;*;*;1¦Weight;*;1]
Sum of PAHs_GC-MS_0.2mgkg | 1 | F | Benzo(a)pyrene | Standard | 1 | Numeric (Calc) | 1 | Y | N |  | [sigfig;2] |  | mg/kg |  |  |  |  | case( [*;*;R;#¦#;Raw Value;#;ParamLimit_Status:Detection] when 1 then 0 else ([*;*;R;#¦#;Raw Value;#]*[*;*;1;#¦FinalVolume;*;#]*[*;*;1;#¦Dilution Factor;Standard;#]/[Weighing;*;*;1¦Weight;*;1]/1000))
Sum of PAHs_GC-MS_0.2mgkg | 1 | F | Benzo(e)pyrene | Standard | 1 | Numeric (Calc) | 1 | Y | N |  | [sigfig;2] |  | mg/kg |  |  |  |  | case( [*;*;R;#¦#;Raw Value;#;ParamLimit_Status:Detection] when 1 then 0 else ([*;*;R;#¦#;Raw Value;#]*[*;*;1;#¦FinalVolume;*;#]*[*;*;1;#¦Dilution Factor;Standard;#]/[Weighing;*;*;1¦Weight;*;1]/1000))
Sum of PAHs_GC-MS_0.2mgkg | 1 | F | Benzo(a)anthracene | Standard | 1 | Numeric (Calc) | 1 | Y | N |  | [sigfig;2] |  | mg/kg |  |  |  |  | case( [*;*;R;#¦#;Raw Value;#;ParamLimit_Status:Detection] when 1 then 0 else ([*;*;R;#¦#;Raw Value;#]*[*;*;1;#¦FinalVolume;*;#]*[*;*;1;#¦Dilution Factor;Standard;#]/[Weighing;*;*;1¦Weight;*;1]/1000))
Sum of PAHs_GC-MS_0.2mgkg | 1 | F | Dibenzo(a,h)anthracene | Standard | 1 | Numeric (Calc) | 1 | Y | N |  | [sigfig;2] |  | mg/kg |  |  |  |  | case( [*;*;R;#¦#;Raw Value;#;ParamLimit_Status:Detection] when 1 then 0 else ([*;*;R;#¦#;Raw Value;#]*[*;*;1;#¦FinalVolume;*;#]*[*;*;1;#¦Dilution Factor;Standard;#]/[Weighing;*;*;1¦Weight;*;1]/1000))
Sum of PAHs_GC-MS_0.2mgkg | 1 | F | Benzo(b)fluoranthene | Standard | 1 | Numeric (Calc) | 1 | Y | N |  | [sigfig;2] |  | mg/kg |  |  |  |  | case( [*;*;R;#¦#;Raw Value;#;ParamLimit_Status:Detection] when 1 then 0 else ([*;*;R;#¦#;Raw Value;#]*[*;*;1;#¦FinalVolume;*;#]*[*;*;1;#¦Dilution Factor;Standard;#]/[Weighing;*;*;1¦Weight;*;1]/1000))
Sum of PAHs_GC-MS_0.2mgkg | 1 | F | Benzo(j)fluoranthene | Standard | 1 | Numeric (Calc) | 1 | Y | N |  | [sigfig;2] |  | mg/kg |  |  |  |  | case( [*;*;R;#¦#;Raw Value;#;ParamLimit_Status:Detection] when 1 then 0 else ([*;*;R;#¦#;Raw Value;#]*[*;*;1;#¦FinalVolume;*;#]*[*;*;1;#¦Dilution Factor;Standard;#]/[Weighing;*;*;1¦Weight;*;1]/1000))
Sum of PAHs_GC-MS_0.2mgkg | 1 | F | Benzo(k)fluoranthene | Standard | 1 | Numeric (Calc) | 1 | Y | N |  | [sigfig;2] |  | mg/kg |  |  |  |  | case( [*;*;R;#¦#;Raw Value;#;ParamLimit_Status:Detection] when 1 then 0 else ([*;*;R;#¦#;Raw Value;#]*[*;*;1;#¦FinalVolume;*;#]*[*;*;1;#¦Dilution Factor;Standard;#]/[Weighing;*;*;1¦Weight;*;1]/1000))
Sum of PAHs_GC-MS_0.2mgkg | 1 | F | Chrysene | Standard | 1 | Numeric (Calc) | 1 | Y | N |  | [sigfig;2] |  | mg/kg |  |  |  |  | case( [*;*;R;#¦#;Raw Value;#;ParamLimit_Status:Detection] when 1 then 0 else ([*;*;R;#¦#;Raw Value;#]*[*;*;1;#¦FinalVolume;*;#]*[*;*;1;#¦Dilution Factor;Standard;#]/[Weighing;*;*;1¦Weight;*;1]/1000))
Sum of PAHs_GC-MS_0.2mgkg | 1 | F | Acenaphthene | Standard | 1 | Numeric (Calc) | 1 | Y | N |  | [sigfig;2] |  | mg/kg |  |  |  |  | case( [*;*;R;#¦#;Raw Value;#;ParamLimit_Status:Detection] when 1 then 0 else ([*;*;R;#¦#;Raw Value;#]*[*;*;1;#¦FinalVolume;*;#]*[*;*;1;#¦Dilution Factor;Standard;#]/[Weighing;*;*;1¦Weight;*;1]/1000))
Sum of PAHs_GC-MS_0.2mgkg | 1 | F | Acenaphthylene | Standard | 1 | Numeric (Calc) | 1 | Y | N |  | [sigfig;2] |  | mg/kg |  |  |  |  | case( [*;*;R;#¦#;Raw Value;#;ParamLimit_Status:Detection] when 1 then 0 else ([*;*;R;#¦#;Raw Value;#]*[*;*;1;#¦FinalVolume;*;#]*[*;*;1;#¦Dilution Factor;Standard;#]/[Weighing;*;*;1¦Weight;*;1]/1000))
Sum of PAHs_GC-MS_0.2mgkg | 1 | F | Anthracene | Standard | 1 | Numeric (Calc) | 1 | Y | N |  | [sigfig;2] |  | mg/kg |  |  |  |  | case( [*;*;R;#¦#;Raw Value;#;ParamLimit_Status:Detection] when 1 then 0 else ([*;*;R;#¦#;Raw Value;#]*[*;*;1;#¦FinalVolume;*;#]*[*;*;1;#¦Dilution Factor;Standard;#]/[Weighing;*;*;1¦Weight;*;1]/1000))
Sum of PAHs_GC-MS_0.2mgkg | 1 | F | Benzo(ghi)perylene | Standard | 1 | Numeric (Calc) | 1 | Y | N |  | [sigfig;2] |  | mg/kg |  |  |  |  | case( [*;*;R;#¦#;Raw Value;#;ParamLimit_Status:Detection] when 1 then 0 else ([*;*;R;#¦#;Raw Value;#]*[*;*;1;#¦FinalVolume;*;#]*[*;*;1;#¦Dilution Factor;Standard;#]/[Weighing;*;*;1¦Weight;*;1]/1000))
Sum of PAHs_GC-MS_0.2mgkg | 1 | F | Fluoranthene | Standard | 1 | Numeric (Calc) | 1 | Y | N |  | [sigfig;2] |  | mg/kg |  |  |  |  | case( [*;*;R;#¦#;Raw Value;#;ParamLimit_Status:Detection] when 1 then 0 else ([*;*;R;#¦#;Raw Value;#]*[*;*;1;#¦FinalVolume;*;#]*[*;*;1;#¦Dilution Factor;Standard;#]/[Weighing;*;*;1¦Weight;*;1]/1000))
Sum of PAHs_GC-MS_0.2mgkg | 1 | F | Fluroene | Standard | 1 | Numeric (Calc) | 1 | Y | N |  | [sigfig;2] |  | mg/kg |  |  |  |  | case( [*;*;R;#¦#;Raw Value;#;ParamLimit_Status:Detection] when 1 then 0 else ([*;*;R;#¦#;Raw Value;#]*[*;*;1;#¦FinalVolume;*;#]*[*;*;1;#¦Dilution Factor;Standard;#]/[Weighing;*;*;1¦Weight;*;1]/1000))
Sum of PAHs_GC-MS_0.2mgkg | 1 | F | Indeno(1,2,3-cd)pyrene | Standard | 1 | Numeric (Calc) | 1 | Y | N |  | [sigfig;2] |  | mg/kg |  |  |  |  | case( [*;*;R;#¦#;Raw Value;#;ParamLimit_Status:Detection] when 1 then 0 else ([*;*;R;#¦#;Raw Value;#]*[*;*;1;#¦FinalVolume;*;#]*[*;*;1;#¦Dilution Factor;Standard;#]/[Weighing;*;*;1¦Weight;*;1]/1000))
Sum of PAHs_GC-MS_0.2mgkg | 1 | F | Naphthalene | Standard | 1 | Numeric (Calc) | 1 | Y | N |  | [sigfig;2] |  | mg/kg |  |  |  |  | case( [*;*;R;#¦#;Raw Value;#;ParamLimit_Status:Detection] when 1 then 0 else ([*;*;R;#¦#;Raw Value;#]*[*;*;1;#¦FinalVolume;*;#]*[*;*;1;#¦Dilution Factor;Standard;#]/[Weighing;*;*;1¦Weight;*;1]/1000))
Sum of PAHs_GC-MS_0.2mgkg | 1 | F | Phenanthrene | Standard | 1 | Numeric (Calc) | 1 | Y | N |  | [sigfig;2] |  | mg/kg |  |  |  |  | case( [*;*;R;#¦#;Raw Value;#;ParamLimit_Status:Detection] when 1 then 0 else ([*;*;R;#¦#;Raw Value;#]*[*;*;1;#¦FinalVolume;*;#]*[*;*;1;#¦Dilution Factor;Standard;#]/[Weighing;*;*;1¦Weight;*;1]/1000))
Sum of PAHs_GC-MS_0.2mgkg | 1 | F | Pyrene | Standard | 1 | Numeric (Calc) | 1 | Y | N |  | [sigfig;2] |  | mg/kg |  |  |  |  | case( [*;*;R;#¦#;Raw Value;#;ParamLimit_Status:Detection] when 1 then 0 else ([*;*;R;#¦#;Raw Value;#]*[*;*;1;#¦FinalVolume;*;#]*[*;*;1;#¦Dilution Factor;Standard;#]/[Weighing;*;*;1¦Weight;*;1]/1000))
Sum of PAHs_GC-MS_0.2mgkg | 1 | F | Dibenzo(a,e)pyrene | Standard | 1 | Numeric (Calc) | 1 | Y | N |  | [sigfig;2] |  | mg/kg |  |  |  |  | case( [*;*;R;#¦#;Raw Value;#;ParamLimit_Status:Detection] when 1 then 0 else ([*;*;R;#¦#;Raw Value;#]*[*;*;1;#¦FinalVolume;*;#]*[*;*;1;#¦Dilution Factor;Standard;#]/[Weighing;*;*;1¦Weight;*;1]/1000))
Sum of PAHs_GC-MS_0.2mgkg | 1 | F | Dibenzo(a,h)pyrene | Standard | 1 | Numeric (Calc) | 1 | Y | N |  | [sigfig;2] |  | mg/kg |  |  |  |  | case( [*;*;R;#¦#;Raw Value;#;ParamLimit_Status:Detection] when 1 then 0 else ([*;*;R;#¦#;Raw Value;#]*[*;*;1;#¦FinalVolume;*;#]*[*;*;1;#¦Dilution Factor;Standard;#]/[Weighing;*;*;1¦Weight;*;1]/1000))
Sum of PAHs_GC-MS_0.2mgkg | 1 | F | Dibenzo(a,i)pyrene | Standard | 1 | Numeric (Calc) | 1 | Y | N |  | [sigfig;2] |  | mg/kg |  |  |  |  | case( [*;*;R;#¦#;Raw Value;#;ParamLimit_Status:Detection] when 1 then 0 else ([*;*;R;#¦#;Raw Value;#]*[*;*;1;#¦FinalVolume;*;#]*[*;*;1;#¦Dilution Factor;Standard;#]/[Weighing;*;*;1¦Weight;*;1]/1000))
Sum of PAHs_GC-MS_0.2mgkg | 1 | F | Dibenzo(a,l)pyrene | Standard | 1 | Numeric (Calc) | 1 | Y | N |  | [sigfig;2] |  | mg/kg |  |  |  |  | case( [*;*;R;#¦#;Raw Value;#;ParamLimit_Status:Detection] when 1 then 0 else ([*;*;R;#¦#;Raw Value;#]*[*;*;1;#¦FinalVolume;*;#]*[*;*;1;#¦Dilution Factor;Standard;#]/[Weighing;*;*;1¦Weight;*;1]/1000))
Sum of PAHs_GC-MS_0.2mgkg | 1 | F | 1-Methylpyrene | Standard | 1 | Numeric (Calc) | 1 | Y | N |  | [sigfig;2] |  | mg/kg |  |  |  |  | case( [*;*;R;#¦#;Raw Value;#;ParamLimit_Status:Detection] when 1 then 0 else ([*;*;R;#¦#;Raw Value;#]*[*;*;1;#¦FinalVolume;*;#]*[*;*;1;#¦Dilution Factor;Standard;#]/[Weighing;*;*;1¦Weight;*;1]/1000))
Sum of PAHs_GC-MS_0.2mgkg | 1 | F | Cyclopenta(cd)pyrene | Standard | 1 | Numeric (Calc) | 1 | Y | N |  | [sigfig;2] |  | mg/kg |  |  |  |  | case( [*;*;R;#¦#;Raw Value;#;ParamLimit_Status:Detection] when 1 then 0 else ([*;*;R;#¦#;Raw Value;#]*[*;*;1;#¦FinalVolume;*;#]*[*;*;1;#¦Dilution Factor;Standard;#]/[Weighing;*;*;1¦Weight;*;1]/1000))
Sum of PAHs_GC-MS_0.2mgkg | 1 | F | Anthanthrene | Standard | 1 | Numeric (Calc) | 1 | Y | N |  | [sigfig;2] |  | mg/kg |  |  |  |  | case( [*;*;R;#¦#;Raw Value;#;ParamLimit_Status:Detection] when 1 then 0 else ([*;*;R;#¦#;Raw Value;#]*[*;*;1;#¦FinalVolume;*;#]*[*;*;1;#¦Dilution Factor;Standard;#]/[Weighing;*;*;1¦Weight;*;1]/1000))
Sum of PAHs_GC-MS_0.2mgkg | 1 | F | Benzo(c)fluorene | Standard | 1 | Numeric (Calc) | 1 | Y | N |  | [sigfig;2] |  | mg/kg |  |  |  |  | case( [*;*;R;#¦#;Raw Value;#;ParamLimit_Status:Detection] when 1 then 0 else ([*;*;R;#¦#;Raw Value;#]*[*;*;1;#¦FinalVolume;*;#]*[*;*;1;#¦Dilution Factor;Standard;#]/[Weighing;*;*;1¦Weight;*;1]/1000))
Sum of PAHs_GC-MS_0.2mgkg | 1 | F | Benzo(b)naphtho(2,1-d)thiophene | Standard | 1 | Numeric (Calc) | 1 | Y | N |  | [sigfig;2] |  | mg/kg |  |  |  |  | case( [*;*;R;#¦#;Raw Value;#;ParamLimit_Status:Detection] when 1 then 0 else ([*;*;R;#¦#;Raw Value;#]*[*;*;1;#¦FinalVolume;*;#]*[*;*;1;#¦Dilution Factor;Standard;#]/[Weighing;*;*;1¦Weight;*;1]/1000))
Sum of PAHs_GC-MS_0.2mgkg | 1 | F | 5-Methylchrysene | Standard | 1 | Numeric (Calc) | 1 | Y | N |  | [sigfig;2] |  | mg/kg |  |  |  |  | case( [*;*;R;#¦#;Raw Value;#;ParamLimit_Status:Detection] when 1 then 0 else ([*;*;R;#¦#;Raw Value;#]*[*;*;1;#¦FinalVolume;*;#]*[*;*;1;#¦Dilution Factor;Standard;#]/[Weighing;*;*;1¦Weight;*;1]/1000))
Sum of PAHs_GC-MS_0.2mgkg | 1 | F | Benzo(b+j)fluoranthene (Sum) | Standard | 1 | Numeric (Calc) | 1 | Y | N |  | [sigfig;2] |  | mg/kg |  |  |  |  | case( [*;*;R;#¦#;Raw Value;#;ParamLimit_Status:Detection] when 1 then 0 else ([*;*;R;#¦#;Raw Value;#]*[*;*;1;#¦FinalVolume;*;#]*[*;*;1;#¦Dilution Factor;Standard;#]/[Weighing;*;*;1¦Weight;*;1]/1000))
Flame Retardants_GC-MS_5mgkg | 1 | F | DecaBB | Standard | 1 | Numeric (Calc) | 1 | Y | N |  | [sigfig;2] |  | mg/kg |  |  |  |  | case( [*;*;R;#¦#;Raw Value;#;ParamLimit_Status:Detection] when 1 then 0 else ([*;*;R;#¦#;Raw Value;#]*[*;*;1;#¦FinalVolume;*;#]*[*;*;1;#¦Dilution Factor;Standard;#]/[Weighing;*;*;1¦Weight;*;1]/1000))
Flame Retardants_GC-MS_5mgkg | 1 | F | DecaBDE | Standard | 1 | Numeric (Calc) | 1 | Y | N |  | [sigfig;2] |  | mg/kg |  |  |  |  | case( [*;*;R;#¦#;Raw Value;#;ParamLimit_Status:Detection] when 1 then 0 else ([*;*;R;#¦#;Raw Value;#]*[*;*;1;#¦FinalVolume;*;#]*[*;*;1;#¦Dilution Factor;Standard;#]/[Weighing;*;*;1¦Weight;*;1]/1000))
Flame Retardants_GC-MS_5mgkg | 1 | F | MonoBB | Standard | 1 | Numeric (Calc) | 1 | Y | N |  | [sigfig;2] |  | mg/kg |  |  |  |  | case( [*;*;R;#¦#;Raw Value;#;ParamLimit_Status:Detection] when 1 then 0 else ([*;*;R;#¦#;Raw Value;#]*[*;*;1;#¦FinalVolume;*;#]*[*;*;1;#¦Dilution Factor;Standard;#]/[Weighing;*;*;1¦Weight;*;1]/1000))
Flame Retardants_GC-MS_5mgkg | 1 | F | DiBB | Standard | 1 | Numeric (Calc) | 1 | Y | N |  | [sigfig;2] |  | mg/kg |  |  |  |  | case( [*;*;R;#¦#;Raw Value;#;ParamLimit_Status:Detection] when 1 then 0 else ([*;*;R;#¦#;Raw Value;#]*[*;*;1;#¦FinalVolume;*;#]*[*;*;1;#¦Dilution Factor;Standard;#]/[Weighing;*;*;1¦Weight;*;1]/1000))
Flame Retardants_GC-MS_5mgkg | 1 | F | TriBB | Standard | 1 | Numeric (Calc) | 1 | Y | N |  | [sigfig;2] |  | mg/kg |  |  |  |  | case( [*;*;R;#¦#;Raw Value;#;ParamLimit_Status:Detection] when 1 then 0 else ([*;*;R;#¦#;Raw Value;#]*[*;*;1;#¦FinalVolume;*;#]*[*;*;1;#¦Dilution Factor;Standard;#]/[Weighing;*;*;1¦Weight;*;1]/1000))
Flame Retardants_GC-MS_5mgkg | 1 | F | TetraBB | Standard | 1 | Numeric (Calc) | 1 | Y | N |  | [sigfig;2] |  | mg/kg |  |  |  |  | case( [*;*;R;#¦#;Raw Value;#;ParamLimit_Status:Detection] when 1 then 0 else ([*;*;R;#¦#;Raw Value;#]*[*;*;1;#¦FinalVolume;*;#]*[*;*;1;#¦Dilution Factor;Standard;#]/[Weighing;*;*;1¦Weight;*;1]/1000))
Flame Retardants_GC-MS_5mgkg | 1 | F | PentaBB | Standard | 1 | Numeric (Calc) | 1 | Y | N |  | [sigfig;2] |  | mg/kg |  |  |  |  | case( [*;*;R;#¦#;Raw Value;#;ParamLimit_Status:Detection] when 1 then 0 else ([*;*;R;#¦#;Raw Value;#]*[*;*;1;#¦FinalVolume;*;#]*[*;*;1;#¦Dilution Factor;Standard;#]/[Weighing;*;*;1¦Weight;*;1]/1000))
Flame Retardants_GC-MS_5mgkg | 1 | F | HexaBB | Standard | 1 | Numeric (Calc) | 1 | Y | N |  | [sigfig;2] |  | mg/kg |  |  |  |  | case( [*;*;R;#¦#;Raw Value;#;ParamLimit_Status:Detection] when 1 then 0 else ([*;*;R;#¦#;Raw Value;#]*[*;*;1;#¦FinalVolume;*;#]*[*;*;1;#¦Dilution Factor;Standard;#]/[Weighing;*;*;1¦Weight;*;1]/1000))
Flame Retardants_GC-MS_5mgkg | 1 | F | HeptaBB | Standard | 1 | Numeric (Calc) | 1 | Y | N |  | [sigfig;2] |  | mg/kg |  |  |  |  | case( [*;*;R;#¦#;Raw Value;#;ParamLimit_Status:Detection] when 1 then 0 else ([*;*;R;#¦#;Raw Value;#]*[*;*;1;#¦FinalVolume;*;#]*[*;*;1;#¦Dilution Factor;Standard;#]/[Weighing;*;*;1¦Weight;*;1]/1000))
Flame Retardants_GC-MS_5mgkg | 1 | F | OctaBB | Standard | 1 | Numeric (Calc) | 1 | Y | N |  | [sigfig;2] |  | mg/kg |  |  |  |  | case( [*;*;R;#¦#;Raw Value;#;ParamLimit_Status:Detection] when 1 then 0 else ([*;*;R;#¦#;Raw Value;#]*[*;*;1;#¦FinalVolume;*;#]*[*;*;1;#¦Dilution Factor;Standard;#]/[Weighing;*;*;1¦Weight;*;1]/1000))
Flame Retardants_GC-MS_5mgkg | 1 | F | NonaBB | Standard | 1 | Numeric (Calc) | 1 | Y | N |  | [sigfig;2] |  | mg/kg |  |  |  |  | case( [*;*;R;#¦#;Raw Value;#;ParamLimit_Status:Detection] when 1 then 0 else ([*;*;R;#¦#;Raw Value;#]*[*;*;1;#¦FinalVolume;*;#]*[*;*;1;#¦Dilution Factor;Standard;#]/[Weighing;*;*;1¦Weight;*;1]/1000))
Flame Retardants_GC-MS_5mgkg | 1 | F | MonoBDE | Standard | 1 | Numeric (Calc) | 1 | Y | N |  | [sigfig;2] |  | mg/kg |  |  |  |  | case( [*;*;R;#¦#;Raw Value;#;ParamLimit_Status:Detection] when 1 then 0 else ([*;*;R;#¦#;Raw Value;#]*[*;*;1;#¦FinalVolume;*;#]*[*;*;1;#¦Dilution Factor;Standard;#]/[Weighing;*;*;1¦Weight;*;1]/1000))
Flame Retardants_GC-MS_5mgkg | 1 | F | DiBDE | Standard | 1 | Numeric (Calc) | 1 | Y | N |  | [sigfig;2] |  | mg/kg |  |  |  |  | case( [*;*;R;#¦#;Raw Value;#;ParamLimit_Status:Detection] when 1 then 0 else ([*;*;R;#¦#;Raw Value;#]*[*;*;1;#¦FinalVolume;*;#]*[*;*;1;#¦Dilution Factor;Standard;#]/[Weighing;*;*;1¦Weight;*;1]/1000))
Flame Retardants_GC-MS_5mgkg | 1 | F | TriBDE | Standard | 1 | Numeric (Calc) | 1 | Y | N |  | [sigfig;2] |  | mg/kg |  |  |  |  | case( [*;*;R;#¦#;Raw Value;#;ParamLimit_Status:Detection] when 1 then 0 else ([*;*;R;#¦#;Raw Value;#]*[*;*;1;#¦FinalVolume;*;#]*[*;*;1;#¦Dilution Factor;Standard;#]/[Weighing;*;*;1¦Weight;*;1]/1000))
Flame Retardants_GC-MS_5mgkg | 1 | F | TetraBDE | Standard | 1 | Numeric (Calc) | 1 | Y | N |  | [sigfig;2] |  | mg/kg |  |  |  |  | case( [*;*;R;#¦#;Raw Value;#;ParamLimit_Status:Detection] when 1 then 0 else ([*;*;R;#¦#;Raw Value;#]*[*;*;1;#¦FinalVolume;*;#]*[*;*;1;#¦Dilution Factor;Standard;#]/[Weighing;*;*;1¦Weight;*;1]/1000))
Flame Retardants_GC-MS_5mgkg | 1 | F | PentaBDE | Standard | 1 | Numeric (Calc) | 1 | Y | N |  | [sigfig;2] |  | mg/kg |  |  |  |  | case( [*;*;R;#¦#;Raw Value;#;ParamLimit_Status:Detection] when 1 then 0 else ([*;*;R;#¦#;Raw Value;#]*[*;*;1;#¦FinalVolume;*;#]*[*;*;1;#¦Dilution Factor;Standard;#]/[Weighing;*;*;1¦Weight;*;1]/1000))
Flame Retardants_GC-MS_5mgkg | 1 | F | HexaBDE | Standard | 1 | Numeric (Calc) | 1 | Y | N |  | [sigfig;2] |  | mg/kg |  |  |  |  | case( [*;*;R;#¦#;Raw Value;#;ParamLimit_Status:Detection] when 1 then 0 else ([*;*;R;#¦#;Raw Value;#]*[*;*;1;#¦FinalVolume;*;#]*[*;*;1;#¦Dilution Factor;Standard;#]/[Weighing;*;*;1¦Weight;*;1]/1000))
Flame Retardants_GC-MS_5mgkg | 1 | F | HeptaBDE | Standard | 1 | Numeric (Calc) | 1 | Y | N |  | [sigfig;2] |  | mg/kg |  |  |  |  | case( [*;*;R;#¦#;Raw Value;#;ParamLimit_Status:Detection] when 1 then 0 else ([*;*;R;#¦#;Raw Value;#]*[*;*;1;#¦FinalVolume;*;#]*[*;*;1;#¦Dilution Factor;Standard;#]/[Weighing;*;*;1¦Weight;*;1]/1000))
Flame Retardants_GC-MS_5mgkg | 1 | F | OctaBDE | Standard | 1 | Numeric (Calc) | 1 | Y | N |  | [sigfig;2] |  | mg/kg |  |  |  |  | case( [*;*;R;#¦#;Raw Value;#;ParamLimit_Status:Detection] when 1 then 0 else ([*;*;R;#¦#;Raw Value;#]*[*;*;1;#¦FinalVolume;*;#]*[*;*;1;#¦Dilution Factor;Standard;#]/[Weighing;*;*;1¦Weight;*;1]/1000))
Flame Retardants_GC-MS_5mgkg | 1 | F | NonaBDE | Standard | 1 | Numeric (Calc) | 1 | Y | N |  | [sigfig;2] |  | mg/kg |  |  |  |  | case( [*;*;R;#¦#;Raw Value;#;ParamLimit_Status:Detection] when 1 then 0 else ([*;*;R;#¦#;Raw Value;#]*[*;*;1;#¦FinalVolume;*;#]*[*;*;1;#¦Dilution Factor;Standard;#]/[Weighing;*;*;1¦Weight;*;1]/1000))
COCs_GC-MS_0.1mgkg | 1 | F | 2-Chlorotoluene | Standard | 1 | Numeric (Calc) | 1 | Y | N |  | [sigfig;2] |  | mg/kg |  |  |  |  | case( [*;*;R;#¦#;Raw Value;#;ParamLimit_Status:Detection] when 1 then 0 else ([*;*;R;#¦#;Raw Value;#]*[*;*;1;#¦FinalVolume;*;#]*[*;*;1;#¦Dilution Factor;Standard;#]/[Weighing;*;*;1¦Weight;*;1]/1000))
COCs_GC-MS_0.1mgkg | 1 | F | 3-Chlorotoluene | Standard | 1 | Numeric (Calc) | 1 | Y | N |  | [sigfig;2] |  | mg/kg |  |  |  |  | case( [*;*;R;#¦#;Raw Value;#;ParamLimit_Status:Detection] when 1 then 0 else ([*;*;R;#¦#;Raw Value;#]*[*;*;1;#¦FinalVolume;*;#]*[*;*;1;#¦Dilution Factor;Standard;#]/[Weighing;*;*;1¦Weight;*;1]/1000))
COCs_GC-MS_0.1mgkg | 1 | F | 4-Chlorotoluene | Standard | 1 | Numeric (Calc) | 1 | Y | N |  | [sigfig;2] |  | mg/kg |  |  |  |  | case( [*;*;R;#¦#;Raw Value;#;ParamLimit_Status:Detection] when 1 then 0 else ([*;*;R;#¦#;Raw Value;#]*[*;*;1;#¦FinalVolume;*;#]*[*;*;1;#¦Dilution Factor;Standard;#]/[Weighing;*;*;1¦Weight;*;1]/1000))
COCs_GC-MS_0.1mgkg | 1 | F | 2,3-Dichlorotoluene | Standard | 1 | Numeric (Calc) | 1 | Y | N |  | [sigfig;2] |  | mg/kg |  |  |  |  | case( [*;*;R;#¦#;Raw Value;#;ParamLimit_Status:Detection] when 1 then 0 else ([*;*;R;#¦#;Raw Value;#]*[*;*;1;#¦FinalVolume;*;#]*[*;*;1;#¦Dilution Factor;Standard;#]/[Weighing;*;*;1¦Weight;*;1]/1000))
COCs_GC-MS_0.1mgkg | 1 | F | 2,4-Dichlorotoluene | Standard | 1 | Numeric (Calc) | 1 | Y | N |  | [sigfig;2] |  | mg/kg |  |  |  |  | case( [*;*;R;#¦#;Raw Value;#;ParamLimit_Status:Detection] when 1 then 0 else ([*;*;R;#¦#;Raw Value;#]*[*;*;1;#¦FinalVolume;*;#]*[*;*;1;#¦Dilution Factor;Standard;#]/[Weighing;*;*;1¦Weight;*;1]/1000))
COCs_GC-MS_0.1mgkg | 1 | F | 2,5-Dichlorotoluene | Standard | 1 | Numeric (Calc) | 1 | Y | N |  | [sigfig;2] |  | mg/kg |  |  |  |  | case( [*;*;R;#¦#;Raw Value;#;ParamLimit_Status:Detection] when 1 then 0 else ([*;*;R;#¦#;Raw Value;#]*[*;*;1;#¦FinalVolume;*;#]*[*;*;1;#¦Dilution Factor;Standard;#]/[Weighing;*;*;1¦Weight;*;1]/1000))
COCs_GC-MS_0.1mgkg | 1 | F | 2,6-Dichlorotoluene | Standard | 1 | Numeric (Calc) | 1 | Y | N |  | [sigfig;2] |  | mg/kg |  |  |  |  | case( [*;*;R;#¦#;Raw Value;#;ParamLimit_Status:Detection] when 1 then 0 else ([*;*;R;#¦#;Raw Value;#]*[*;*;1;#¦FinalVolume;*;#]*[*;*;1;#¦Dilution Factor;Standard;#]/[Weighing;*;*;1¦Weight;*;1]/1000))
COCs_GC-MS_0.1mgkg | 1 | F | 3,4-Dichlorotoluene | Standard | 1 | Numeric (Calc) | 1 | Y | N |  | [sigfig;2] |  | mg/kg |  |  |  |  | case( [*;*;R;#¦#;Raw Value;#;ParamLimit_Status:Detection] when 1 then 0 else ([*;*;R;#¦#;Raw Value;#]*[*;*;1;#¦FinalVolume;*;#]*[*;*;1;#¦Dilution Factor;Standard;#]/[Weighing;*;*;1¦Weight;*;1]/1000))
COCs_GC-MS_0.1mgkg | 1 | F | 2,3,6-Trichlorotoluene | Standard | 1 | Numeric (Calc) | 1 | Y | N |  | [sigfig;2] |  | mg/kg |  |  |  |  | case( [*;*;R;#¦#;Raw Value;#;ParamLimit_Status:Detection] when 1 then 0 else ([*;*;R;#¦#;Raw Value;#]*[*;*;1;#¦FinalVolume;*;#]*[*;*;1;#¦Dilution Factor;Standard;#]/[Weighing;*;*;1¦Weight;*;1]/1000))
COCs_GC-MS_0.1mgkg | 1 | F | 2,4,5-Trichlorotoluene | Standard | 1 | Numeric (Calc) | 1 | Y | N |  | [sigfig;2] |  | mg/kg |  |  |  |  | case( [*;*;R;#¦#;Raw Value;#;ParamLimit_Status:Detection] when 1 then 0 else ([*;*;R;#¦#;Raw Value;#]*[*;*;1;#¦FinalVolume;*;#]*[*;*;1;#¦Dilution Factor;Standard;#]/[Weighing;*;*;1¦Weight;*;1]/1000))
COCs_GC-MS_0.1mgkg | 1 | F | Pentachlorotoluene | Standard | 1 | Numeric (Calc) | 1 | Y | N |  | [sigfig;2] |  | mg/kg |  |  |  |  | case( [*;*;R;#¦#;Raw Value;#;ParamLimit_Status:Detection] when 1 then 0 else ([*;*;R;#¦#;Raw Value;#]*[*;*;1;#¦FinalVolume;*;#]*[*;*;1;#¦Dilution Factor;Standard;#]/[Weighing;*;*;1¦Weight;*;1]/1000))
COCs_GC-MS_0.1mgkg | 1 | F | a,a,a,4-Tetrachlorotoluene | Standard | 1 | Numeric (Calc) | 1 | Y | N |  | [sigfig;2] |  | mg/kg |  |  |  |  | case( [*;*;R;#¦#;Raw Value;#;ParamLimit_Status:Detection] when 1 then 0 else ([*;*;R;#¦#;Raw Value;#]*[*;*;1;#¦FinalVolume;*;#]*[*;*;1;#¦Dilution Factor;Standard;#]/[Weighing;*;*;1¦Weight;*;1]/1000))
COCs_GC-MS_0.1mgkg | 1 | F | 1,2-Dichlorobenzene | Standard | 1 | Numeric (Calc) | 1 | Y | N |  | [sigfig;2] |  | mg/kg |  |  |  |  | case( [*;*;R;#¦#;Raw Value;#;ParamLimit_Status:Detection] when 1 then 0 else ([*;*;R;#¦#;Raw Value;#]*[*;*;1;#¦FinalVolume;*;#]*[*;*;1;#¦Dilution Factor;Standard;#]/[Weighing;*;*;1¦Weight;*;1]/1000))
COCs_GC-MS_0.1mgkg | 1 | F | 1,3-Dichlorobenzene | Standard | 1 | Numeric (Calc) | 1 | Y | N |  | [sigfig;2] |  | mg/kg |  |  |  |  | case( [*;*;R;#¦#;Raw Value;#;ParamLimit_Status:Detection] when 1 then 0 else ([*;*;R;#¦#;Raw Value;#]*[*;*;1;#¦FinalVolume;*;#]*[*;*;1;#¦Dilution Factor;Standard;#]/[Weighing;*;*;1¦Weight;*;1]/1000))
COCs_GC-MS_0.1mgkg | 1 | F | 1,4-Dichlorobenzene | Standard | 1 | Numeric (Calc) | 1 | Y | N |  | [sigfig;2] |  | mg/kg |  |  |  |  | case( [*;*;R;#¦#;Raw Value;#;ParamLimit_Status:Detection] when 1 then 0 else ([*;*;R;#¦#;Raw Value;#]*[*;*;1;#¦FinalVolume;*;#]*[*;*;1;#¦Dilution Factor;Standard;#]/[Weighing;*;*;1¦Weight;*;1]/1000))
COCs_GC-MS_0.1mgkg | 1 | F | 1,2,3-Trichlorobenzene | Standard | 1 | Numeric (Calc) | 1 | Y | N |  | [sigfig;2] |  | mg/kg |  |  |  |  | case( [*;*;R;#¦#;Raw Value;#;ParamLimit_Status:Detection] when 1 then 0 else ([*;*;R;#¦#;Raw Value;#]*[*;*;1;#¦FinalVolume;*;#]*[*;*;1;#¦Dilution Factor;Standard;#]/[Weighing;*;*;1¦Weight;*;1]/1000))
COCs_GC-MS_0.1mgkg | 1 | F | 1,2,4-Trichlorobenzene | Standard | 1 | Numeric (Calc) | 1 | Y | N |  | [sigfig;2] |  | mg/kg |  |  |  |  | case( [*;*;R;#¦#;Raw Value;#;ParamLimit_Status:Detection] when 1 then 0 else ([*;*;R;#¦#;Raw Value;#]*[*;*;1;#¦FinalVolume;*;#]*[*;*;1;#¦Dilution Factor;Standard;#]/[Weighing;*;*;1¦Weight;*;1]/1000))
COCs_GC-MS_0.1mgkg | 1 | F | 1,3,5-Trichlorobenzene | Standard | 1 | Numeric (Calc) | 1 | Y | N |  | [sigfig;2] |  | mg/kg |  |  |  |  | case( [*;*;R;#¦#;Raw Value;#;ParamLimit_Status:Detection] when 1 then 0 else ([*;*;R;#¦#;Raw Value;#]*[*;*;1;#¦FinalVolume;*;#]*[*;*;1;#¦Dilution Factor;Standard;#]/[Weighing;*;*;1¦Weight;*;1]/1000))
COCs_GC-MS_0.1mgkg | 1 | F | 1,2,3,4-Tetrachlorobenzene | Standard | 1 | Numeric (Calc) | 1 | Y | N |  | [sigfig;2] |  | mg/kg |  |  |  |  | case( [*;*;R;#¦#;Raw Value;#;ParamLimit_Status:Detection] when 1 then 0 else ([*;*;R;#¦#;Raw Value;#]*[*;*;1;#¦FinalVolume;*;#]*[*;*;1;#¦Dilution Factor;Standard;#]/[Weighing;*;*;1¦Weight;*;1]/1000))
COCs_GC-MS_0.1mgkg | 1 | F | 1,2,3,5-Tetrachlorobenzene | Standard | 1 | Numeric (Calc) | 1 | Y | N |  | [sigfig;2] |  | mg/kg |  |  |  |  | case( [*;*;R;#¦#;Raw Value;#;ParamLimit_Status:Detection] when 1 then 0 else ([*;*;R;#¦#;Raw Value;#]*[*;*;1;#¦FinalVolume;*;#]*[*;*;1;#¦Dilution Factor;Standard;#]/[Weighing;*;*;1¦Weight;*;1]/1000))
COCs_GC-MS_0.1mgkg | 1 | F | 1,2,4,5-Tetrachlorobenzene | Standard | 1 | Numeric (Calc) | 1 | Y | N |  | [sigfig;2] |  | mg/kg |  |  |  |  | case( [*;*;R;#¦#;Raw Value;#;ParamLimit_Status:Detection] when 1 then 0 else ([*;*;R;#¦#;Raw Value;#]*[*;*;1;#¦FinalVolume;*;#]*[*;*;1;#¦Dilution Factor;Standard;#]/[Weighing;*;*;1¦Weight;*;1]/1000))
COCs_GC-MS_0.1mgkg | 1 | F | Pentachlorobenzene | Standard | 1 | Numeric (Calc) | 1 | Y | N |  | [sigfig;2] |  | mg/kg |  |  |  |  | case( [*;*;R;#¦#;Raw Value;#;ParamLimit_Status:Detection] when 1 then 0 else ([*;*;R;#¦#;Raw Value;#]*[*;*;1;#¦FinalVolume;*;#]*[*;*;1;#¦Dilution Factor;Standard;#]/[Weighing;*;*;1¦Weight;*;1]/1000))
COCs_GC-MS_0.1mgkg | 1 | F | Hexachlorobenzene | Standard | 1 | Numeric (Calc) | 1 | Y | N |  | [sigfig;2] |  | mg/kg |  |  |  |  | case( [*;*;R;#¦#;Raw Value;#;ParamLimit_Status:Detection] when 1 then 0 else ([*;*;R;#¦#;Raw Value;#]*[*;*;1;#¦FinalVolume;*;#]*[*;*;1;#¦Dilution Factor;Standard;#]/[Weighing;*;*;1¦Weight;*;1]/1000))
COCs_GC-MS_0.1mgkg | 1 | F | a,a,a-Trichlorotoluene | Standard | 1 | Numeric (Calc) | 1 | Y | N |  | [sigfig;2] |  | mg/kg |  |  |  |  | case( [*;*;R;#¦#;Raw Value;#;ParamLimit_Status:Detection] when 1 then 0 else ([*;*;R;#¦#;Raw Value;#]*[*;*;1;#¦FinalVolume;*;#]*[*;*;1;#¦Dilution Factor;Standard;#]/[Weighing;*;*;1¦Weight;*;1]/1000))
COCs_GC-MS_0.1mgkg | 1 | F | a-Chlorotoluene | Standard | 1 | Numeric (Calc) | 1 | Y | N |  | [sigfig;2] |  | mg/kg |  |  |  |  | case( [*;*;R;#¦#;Raw Value;#;ParamLimit_Status:Detection] when 1 then 0 else ([*;*;R;#¦#;Raw Value;#]*[*;*;1;#¦FinalVolume;*;#]*[*;*;1;#¦Dilution Factor;Standard;#]/[Weighing;*;*;1¦Weight;*;1]/1000))
COCs_GC-MS_0.1mgkg | 1 | F | 2,3,4,5-Tetrachlorotoluene | Standard | 1 | Numeric (Calc) | 1 | Y | N |  | [sigfig;2] |  | mg/kg |  |  |  |  | case( [*;*;R;#¦#;Raw Value;#;ParamLimit_Status:Detection] when 1 then 0 else ([*;*;R;#¦#;Raw Value;#]*[*;*;1;#¦FinalVolume;*;#]*[*;*;1;#¦Dilution Factor;Standard;#]/[Weighing;*;*;1¦Weight;*;1]/1000))
COCs_GC-MS_0.1mgkg | 1 | F | 2,3,4,6-Tetrachlorotoluene | Standard | 1 | Numeric (Calc) | 1 | Y | N |  | [sigfig;2] |  | mg/kg |  |  |  |  | case( [*;*;R;#¦#;Raw Value;#;ParamLimit_Status:Detection] when 1 then 0 else ([*;*;R;#¦#;Raw Value;#]*[*;*;1;#¦FinalVolume;*;#]*[*;*;1;#¦Dilution Factor;Standard;#]/[Weighing;*;*;1¦Weight;*;1]/1000))
COCs_GC-MS_0.1mgkg | 1 | F | 2,3,5,6-Tetrachlorotoluene | Standard | 1 | Numeric (Calc) | 1 | Y | N |  | [sigfig;2] |  | mg/kg |  |  |  |  | case( [*;*;R;#¦#;Raw Value;#;ParamLimit_Status:Detection] when 1 then 0 else ([*;*;R;#¦#;Raw Value;#]*[*;*;1;#¦FinalVolume;*;#]*[*;*;1;#¦Dilution Factor;Standard;#]/[Weighing;*;*;1¦Weight;*;1]/1000))
COCs_GC-MS_0.1mgkg | 1 | F | 2,5- and 2,6-Dichlorotoluene (Sum) | Standard | 1 | Numeric (Calc) | 1 | Y | N |  | [sigfig;2] |  | mg/kg |  |  |  |  | case( [*;*;R;#¦#;Raw Value;#;ParamLimit_Status:Detection] when 1 then 0 else ([*;*;R;#¦#;Raw Value;#]*[*;*;1;#¦FinalVolume;*;#]*[*;*;1;#¦Dilution Factor;Standard;#]/[Weighing;*;*;1¦Weight;*;1]/1000))
COCs_GC-MS_0.1mgkg | 1 | F | 2,3- and 3,4-Dichlorotoluene (Sum) | Standard | 1 | Numeric (Calc) | 1 | Y | N |  | [sigfig;2] |  | mg/kg |  |  |  |  | case( [*;*;R;#¦#;Raw Value;#;ParamLimit_Status:Detection] when 1 then 0 else ([*;*;R;#¦#;Raw Value;#]*[*;*;1;#¦FinalVolume;*;#]*[*;*;1;#¦Dilution Factor;Standard;#]/[Weighing;*;*;1¦Weight;*;1]/1000))
Dimethylfumarate_GC-MS_0.1mgkg | 1 | F | DMFu | Standard | 1 | Numeric (Calc) | 1 | Y | N |  | [sigfig;2] |  | mg/kg |  |  |  |  | [*;*;R;#¦#;Raw Value;#]*[*;*;1;#¦FinalVolume;*;#]*[*;*;1;#¦Dilution Factor;Standard;#]/[Weighing;*;*;1¦Weight;*;1]/1000
OTC > 6_GC-MS_0.025mgkg | 1 | F | MBT | Standard | 1 | Numeric (Calc) | 1 | Y | N |  | [sigfig;2] |  | mg/kg |  |  |  |  | [*;*;R;#¦#;Raw Value;#]*[*;*;1;#¦FinalVolume;*;#]*[*;*;1;#¦Dilution Factor;Standard;#]/[Weighing;*;*;1¦Weight;*;1]/1000
OTC > 6_GC-MS_0.025mgkg | 1 | F | DBT | Standard | 1 | Numeric (Calc) | 1 | Y | N |  | [sigfig;2] |  | mg/kg |  |  |  |  | [*;*;R;#¦#;Raw Value;#]*[*;*;1;#¦FinalVolume;*;#]*[*;*;1;#¦Dilution Factor;Standard;#]/[Weighing;*;*;1¦Weight;*;1]/1000
OTC > 6_GC-MS_0.025mgkg | 1 | F | TBT | Standard | 1 | Numeric (Calc) | 1 | Y | N |  | [sigfig;2] |  | mg/kg |  |  |  |  | [*;*;R;#¦#;Raw Value;#]*[*;*;1;#¦FinalVolume;*;#]*[*;*;1;#¦Dilution Factor;Standard;#]/[Weighing;*;*;1¦Weight;*;1]/1000
OTC > 6_GC-MS_0.025mgkg | 1 | F | TeBT | Standard | 1 | Numeric (Calc) | 1 | Y | N |  | [sigfig;2] |  | mg/kg |  |  |  |  | [*;*;R;#¦#;Raw Value;#]*[*;*;1;#¦FinalVolume;*;#]*[*;*;1;#¦Dilution Factor;Standard;#]/[Weighing;*;*;1¦Weight;*;1]/1000
OTC > 6_GC-MS_0.025mgkg | 1 | F | TBTO | Standard | 1 | Numeric (Calc) | 1 | Y | N |  | [sigfig;2] |  | mg/kg |  |  |  |  | [*;*;R;#¦#;Raw Value;#]*[*;*;1;#¦FinalVolume;*;#]*[*;*;1;#¦Dilution Factor;Standard;#]/[Weighing;*;*;1¦Weight;*;1]/1000
OTC > 6_GC-MS_0.025mgkg | 1 | F | MOT | Standard | 1 | Numeric (Calc) | 1 | Y | N |  | [sigfig;2] |  | mg/kg |  |  |  |  | [*;*;R;#¦#;Raw Value;#]*[*;*;1;#¦FinalVolume;*;#]*[*;*;1;#¦Dilution Factor;Standard;#]/[Weighing;*;*;1¦Weight;*;1]/1000
OTC > 6_GC-MS_0.025mgkg | 1 | F | DOT | Standard | 1 | Numeric (Calc) | 1 | Y | N |  | [sigfig;2] |  | mg/kg |  |  |  |  | [*;*;R;#¦#;Raw Value;#]*[*;*;1;#¦FinalVolume;*;#]*[*;*;1;#¦Dilution Factor;Standard;#]/[Weighing;*;*;1¦Weight;*;1]/1000
OTC > 6_GC-MS_0.025mgkg | 1 | F | TOT | Standard | 1 | Numeric (Calc) | 1 | Y | N |  | [sigfig;2] |  | mg/kg |  |  |  |  | [*;*;R;#¦#;Raw Value;#]*[*;*;1;#¦FinalVolume;*;#]*[*;*;1;#¦Dilution Factor;Standard;#]/[Weighing;*;*;1¦Weight;*;1]/1000
OTC > 6_GC-MS_0.025mgkg | 1 | F | DOTO | Standard | 1 | Numeric (Calc) | 1 | Y | N |  | [sigfig;2] |  | mg/kg |  |  |  |  | [*;*;R;#¦#;Raw Value;#]*[*;*;1;#¦FinalVolume;*;#]*[*;*;1;#¦Dilution Factor;Standard;#]/[Weighing;*;*;1¦Weight;*;1]/1000
OTC > 6_GC-MS_0.025mgkg | 1 | F | TCyT | Standard | 1 | Numeric (Calc) | 1 | Y | N |  | [sigfig;2] |  | mg/kg |  |  |  |  | [*;*;R;#¦#;Raw Value;#]*[*;*;1;#¦FinalVolume;*;#]*[*;*;1;#¦Dilution Factor;Standard;#]/[Weighing;*;*;1¦Weight;*;1]/1000
OTC > 6_GC-MS_0.025mgkg | 1 | F | MHT | Standard | 1 | Numeric (Calc) | 1 | Y | N |  | [sigfig;2] |  | mg/kg |  |  |  |  | [*;*;R;#¦#;Raw Value;#]*[*;*;1;#¦FinalVolume;*;#]*[*;*;1;#¦Dilution Factor;Standard;#]/[Weighing;*;*;1¦Weight;*;1]/1000
OTC > 6_GC-MS_0.025mgkg | 1 | F | DHT | Standard | 1 | Numeric (Calc) | 1 | Y | N |  | [sigfig;2] |  | mg/kg |  |  |  |  | [*;*;R;#¦#;Raw Value;#]*[*;*;1;#¦FinalVolume;*;#]*[*;*;1;#¦Dilution Factor;Standard;#]/[Weighing;*;*;1¦Weight;*;1]/1000
OTC > 6_GC-MS_0.025mgkg | 1 | F | DMT | Standard | 1 | Numeric (Calc) | 1 | Y | N |  | [sigfig;2] |  | mg/kg |  |  |  |  | [*;*;R;#¦#;Raw Value;#]*[*;*;1;#¦FinalVolume;*;#]*[*;*;1;#¦Dilution Factor;Standard;#]/[Weighing;*;*;1¦Weight;*;1]/1000
OTC > 6_GC-MS_0.025mgkg | 1 | F | TMT | Standard | 1 | Numeric (Calc) | 1 | Y | N |  | [sigfig;2] |  | mg/kg |  |  |  |  | [*;*;R;#¦#;Raw Value;#]*[*;*;1;#¦FinalVolume;*;#]*[*;*;1;#¦Dilution Factor;Standard;#]/[Weighing;*;*;1¦Weight;*;1]/1000
OTC > 6_GC-MS_0.025mgkg | 1 | F | TPhT | Standard | 1 | Numeric (Calc) | 1 | Y | N |  | [sigfig;2] |  | mg/kg |  |  |  |  | [*;*;R;#¦#;Raw Value;#]*[*;*;1;#¦FinalVolume;*;#]*[*;*;1;#¦Dilution Factor;Standard;#]/[Weighing;*;*;1¦Weight;*;1]/1000
OTC > 6_GC-MS_0.025mgkg | 1 | F | TPrT | Standard | 1 | Numeric (Calc) | 1 | Y | N |  | [sigfig;2] |  | mg/kg |  |  |  |  | [*;*;R;#¦#;Raw Value;#]*[*;*;1;#¦FinalVolume;*;#]*[*;*;1;#¦Dilution Factor;Standard;#]/[Weighing;*;*;1¦Weight;*;1]/1000
OTC > 6_GC-MS_0.025mgkg | 1 | F | MMT | Standard | 1 | Numeric (Calc) | 1 | Y | N |  | [sigfig;2] |  | mg/kg |  |  |  |  | [*;*;R;#¦#;Raw Value;#]*[*;*;1;#¦FinalVolume;*;#]*[*;*;1;#¦Dilution Factor;Standard;#]/[Weighing;*;*;1¦Weight;*;1]/1000
OTC > 6_GC-MS_0.025mgkg | 1 | F | DPhT | Standard | 1 | Numeric (Calc) | 1 | Y | N |  | [sigfig;2] |  | mg/kg |  |  |  |  | [*;*;R;#¦#;Raw Value;#]*[*;*;1;#¦FinalVolume;*;#]*[*;*;1;#¦Dilution Factor;Standard;#]/[Weighing;*;*;1¦Weight;*;1]/1000
OTC > 6_GC-MS_0.025mgkg | 1 | F | MPhT | Standard | 1 | Numeric (Calc) | 1 | Y | N |  | [sigfig;2] |  | mg/kg |  |  |  |  | [*;*;R;#¦#;Raw Value;#]*[*;*;1;#¦FinalVolume;*;#]*[*;*;1;#¦Dilution Factor;Standard;#]/[Weighing;*;*;1¦Weight;*;1]/1000
OTC > 6_GC-MS_0.025mgkg | 1 | F | DPrT | Standard | 1 | Numeric (Calc) | 1 | Y | N |  | [sigfig;2] |  | mg/kg |  |  |  |  | [*;*;R;#¦#;Raw Value;#]*[*;*;1;#¦FinalVolume;*;#]*[*;*;1;#¦Dilution Factor;Standard;#]/[Weighing;*;*;1¦Weight;*;1]/1000
Flame Retardants_LC-MS_2mgkg | 1 | F | TRIS | Standard | 1 | Numeric (Calc) | 1 | Y | N |  | [sigfig;2] |  | mg/kg |  |  |  |  | [*;*;R;#¦#;Raw Value;#]*[*;*;1;#¦FinalVolume;*;#]*[*;*;1;#¦Dilution Factor;Standard;#]/[Weighing;*;*;1¦Weight;*;1]/1000
Flame Retardants_LC-MS_2mgkg | 1 | F | TEPA | Standard | 1 | Numeric (Calc) | 1 | Y | N |  | [sigfig;2] |  | mg/kg |  |  |  |  | [*;*;R;#¦#;Raw Value;#]*[*;*;1;#¦FinalVolume;*;#]*[*;*;1;#¦Dilution Factor;Standard;#]/[Weighing;*;*;1¦Weight;*;1]/1000
Flame Retardants_LC-MS_2mgkg | 1 | F | TCPP | Standard | 1 | Numeric (Calc) | 1 | Y | N |  | [sigfig;2] |  | mg/kg |  |  |  |  | [*;*;R;#¦#;Raw Value;#]*[*;*;1;#¦FinalVolume;*;#]*[*;*;1;#¦Dilution Factor;Standard;#]/[Weighing;*;*;1¦Weight;*;1]/1000
Flame Retardants_LC-MS_2mgkg | 1 | F | HBCDD | Standard | 1 | Numeric (Calc) | 1 | Y | N |  | [sigfig;2] |  | mg/kg |  |  |  |  | [*;*;R;#¦#;Raw Value;#]*[*;*;1;#¦FinalVolume;*;#]*[*;*;1;#¦Dilution Factor;Standard;#]/[Weighing;*;*;1¦Weight;*;1]/1000
Flame Retardants_LC-MS_2mgkg | 1 | F | TBBPA | Standard | 1 | Numeric (Calc) | 1 | Y | N |  | [sigfig;2] |  | mg/kg |  |  |  |  | [*;*;R;#¦#;Raw Value;#]*[*;*;1;#¦FinalVolume;*;#]*[*;*;1;#¦Dilution Factor;Standard;#]/[Weighing;*;*;1¦Weight;*;1]/1000
Flame Retardants_LC-MS_2mgkg | 1 | F | TDCPP | Standard | 1 | Numeric (Calc) | 1 | Y | N |  | [sigfig;2] |  | mg/kg |  |  |  |  | [*;*;R;#¦#;Raw Value;#]*[*;*;1;#¦FinalVolume;*;#]*[*;*;1;#¦Dilution Factor;Standard;#]/[Weighing;*;*;1¦Weight;*;1]/1000
Flame Retardants_LC-MS_2mgkg | 1 | F | TCEP | Standard | 1 | Numeric (Calc) | 1 | Y | N |  | [sigfig;2] |  | mg/kg |  |  |  |  | [*;*;R;#¦#;Raw Value;#]*[*;*;1;#¦FinalVolume;*;#]*[*;*;1;#¦Dilution Factor;Standard;#]/[Weighing;*;*;1¦Weight;*;1]/1000
Flame Retardants_LC-MS_2mgkg | 1 | F | TXP | Standard | 1 | Numeric (Calc) | 1 | Y | N |  | [sigfig;2] |  | mg/kg |  |  |  |  | [*;*;R;#¦#;Raw Value;#]*[*;*;1;#¦FinalVolume;*;#]*[*;*;1;#¦Dilution Factor;Standard;#]/[Weighing;*;*;1¦Weight;*;1]/1000
Flame Retardants_LC-MS_2mgkg | 1 | F | V6 | Standard | 1 | Numeric (Calc) | 1 | Y | N |  | [sigfig;2] |  | mg/kg |  |  |  |  | [*;*;R;#¦#;Raw Value;#]*[*;*;1;#¦FinalVolume;*;#]*[*;*;1;#¦Dilution Factor;Standard;#]/[Weighing;*;*;1¦Weight;*;1]/1000
Flame Retardants_LC-MS_2mgkg | 1 | F | BPDPP | Standard | 1 | Numeric (Calc) | 1 | Y | N |  | [sigfig;2] |  | mg/kg |  |  |  |  | [*;*;R;#¦#;Raw Value;#]*[*;*;1;#¦FinalVolume;*;#]*[*;*;1;#¦Dilution Factor;Standard;#]/[Weighing;*;*;1¦Weight;*;1]/1000
Flame Retardants_LC-MS_2mgkg | 1 | F | DBPPP | Standard | 1 | Numeric (Calc) | 1 | Y | N |  | [sigfig;2] |  | mg/kg |  |  |  |  | [*;*;R;#¦#;Raw Value;#]*[*;*;1;#¦FinalVolume;*;#]*[*;*;1;#¦Dilution Factor;Standard;#]/[Weighing;*;*;1¦Weight;*;1]/1000
Flame Retardants_LC-MS_2mgkg | 1 | F | TBPP | Standard | 1 | Numeric (Calc) | 1 | Y | N |  | [sigfig;2] |  | mg/kg |  |  |  |  | [*;*;R;#¦#;Raw Value;#]*[*;*;1;#¦FinalVolume;*;#]*[*;*;1;#¦Dilution Factor;Standard;#]/[Weighing;*;*;1¦Weight;*;1]/1000
Flame Retardants_LC-MS_2mgkg | 1 | F | TPT | Standard | 1 | Numeric (Calc) | 1 | Y | N |  | [sigfig;2] |  | mg/kg |  |  |  |  | [*;*;R;#¦#;Raw Value;#]*[*;*;1;#¦FinalVolume;*;#]*[*;*;1;#¦Dilution Factor;Standard;#]/[Weighing;*;*;1¦Weight;*;1]/1000
Flame Retardants_LC-MS_2mgkg | 1 | F | BBMP | Standard | 1 | Numeric (Calc) | 1 | Y | N |  | [sigfig;2] |  | mg/kg |  |  |  |  | [*;*;R;#¦#;Raw Value;#]*[*;*;1;#¦FinalVolume;*;#]*[*;*;1;#¦Dilution Factor;Standard;#]/[Weighing;*;*;1¦Weight;*;1]/1000
Flame Retardants_LC-MS_2mgkg | 1 | F | BDBPP | Standard | 1 | Numeric (Calc) | 1 | Y | N |  | [sigfig;2] |  | mg/kg |  |  |  |  | [*;*;R;#¦#;Raw Value;#]*[*;*;1;#¦FinalVolume;*;#]*[*;*;1;#¦Dilution Factor;Standard;#]/[Weighing;*;*;1¦Weight;*;1]/1000
Extract Metals-Txt_ICP-MS_0.1mgkg | 1 | F | Al | Standard | 1 | Numeric (Calc) | 1 | Y | N |  | [sigfig;2] |  | mg/kg |  |  |  |  | [*;*;R;#¦#;Raw Value;#]*[*;*;1;#¦FinalVolume;*;#]*[*;*;1;#¦Dilution Factor;Standard;#]/([Weighing;*;*;1¦Weight;*;1]*1000)
Extract Metals-Txt_ICP-MS_0.1mgkg | 1 | F | Sb | Standard | 1 | Numeric (Calc) | 1 | Y | N |  | [sigfig;2] |  | mg/kg |  |  |  |  | [*;*;R;#¦#;Raw Value;#]*[*;*;1;#¦FinalVolume;*;#]*[*;*;1;#¦Dilution Factor;Standard;#]/([Weighing;*;*;1¦Weight;*;1]*1000)
Extract Metals-Txt_ICP-MS_0.1mgkg | 1 | F | Cd | Standard | 1 | Numeric (Calc) | 1 | Y | N |  | [sigfig;2] |  | mg/kg |  |  |  |  | [*;*;R;#¦#;Raw Value;#]*[*;*;1;#¦FinalVolume;*;#]*[*;*;1;#¦Dilution Factor;Standard;#]/([Weighing;*;*;1¦Weight;*;1]*1000)
Extract Metals-Txt_ICP-MS_0.1mgkg | 1 | F | As | Standard | 1 | Numeric (Calc) | 1 | Y | N |  | [sigfig;2] |  | mg/kg |  |  |  |  | [*;*;R;#¦#;Raw Value;#]*[*;*;1;#¦FinalVolume;*;#]*[*;*;1;#¦Dilution Factor;Standard;#]/([Weighing;*;*;1¦Weight;*;1]*1000)
Extract Metals-Txt_ICP-MS_0.1mgkg | 1 | F | Cr | Standard | 1 | Numeric (Calc) | 1 | Y | N |  | [sigfig;2] |  | mg/kg |  |  |  |  | [*;*;R;#¦#;Raw Value;#]*[*;*;1;#¦FinalVolume;*;#]*[*;*;1;#¦Dilution Factor;Standard;#]/([Weighing;*;*;1¦Weight;*;1]*1000)
Extract Metals-Txt_ICP-MS_0.1mgkg | 1 | F | Pb | Standard | 1 | Numeric (Calc) | 1 | Y | N |  | [sigfig;2] |  | mg/kg |  |  |  |  | [*;*;R;#¦#;Raw Value;#]*[*;*;1;#¦FinalVolume;*;#]*[*;*;1;#¦Dilution Factor;Standard;#]/([Weighing;*;*;1¦Weight;*;1]*1000)
Extract Metals-Txt_ICP-MS_0.1mgkg | 1 | F | Hg | Standard | 1 | Numeric (Calc) | 1 | Y | N |  | [sigfig;2] |  | mg/kg |  |  |  |  | [*;*;R;#¦#;Raw Value;#]*[*;*;1;#¦FinalVolume;*;#]*[*;*;1;#¦Dilution Factor;Standard;#]/([Weighing;*;*;1¦Weight;*;1]*1000)
Extract Metals-Txt_ICP-MS_0.1mgkg | 1 | F | Co | Standard | 1 | Numeric (Calc) | 1 | Y | N |  | [sigfig;2] |  | mg/kg |  |  |  |  | [*;*;R;#¦#;Raw Value;#]*[*;*;1;#¦FinalVolume;*;#]*[*;*;1;#¦Dilution Factor;Standard;#]/([Weighing;*;*;1¦Weight;*;1]*1000)
Extract Metals-Txt_ICP-MS_0.1mgkg | 1 | F | Cu | Standard | 1 | Numeric (Calc) | 1 | Y | N |  | [sigfig;2] |  | mg/kg |  |  |  |  | [*;*;R;#¦#;Raw Value;#]*[*;*;1;#¦FinalVolume;*;#]*[*;*;1;#¦Dilution Factor;Standard;#]/([Weighing;*;*;1¦Weight;*;1]*1000)
Extract Metals-Txt_ICP-MS_0.1mgkg | 1 | F | Ti | Standard | 1 | Numeric (Calc) | 1 | Y | N |  | [sigfig;2] |  | mg/kg |  |  |  |  | [*;*;R;#¦#;Raw Value;#]*[*;*;1;#¦FinalVolume;*;#]*[*;*;1;#¦Dilution Factor;Standard;#]/([Weighing;*;*;1¦Weight;*;1]*1000)
Extract Metals-Txt_ICP-MS_0.1mgkg | 1 | F | Zr | Standard | 1 | Numeric (Calc) | 1 | Y | N |  | [sigfig;2] |  | mg/kg |  |  |  |  | [*;*;R;#¦#;Raw Value;#]*[*;*;1;#¦FinalVolume;*;#]*[*;*;1;#¦Dilution Factor;Standard;#]/([Weighing;*;*;1¦Weight;*;1]*1000)
Extract Metals-Txt_ICP-MS_0.1mgkg | 1 | F | Ni | Standard | 1 | Numeric (Calc) | 1 | Y | N |  | [sigfig;2] |  | mg/kg |  |  |  |  | [*;*;R;#¦#;Raw Value;#]*[*;*;1;#¦FinalVolume;*;#]*[*;*;1;#¦Dilution Factor;Standard;#]/([Weighing;*;*;1¦Weight;*;1]*1000)
Extract Metals-Txt_ICP-MS_0.1mgkg | 1 | F | Ba | Standard | 1 | Numeric (Calc) | 1 | Y | N |  | [sigfig;2] |  | mg/kg |  |  |  |  | [*;*;R;#¦#;Raw Value;#]*[*;*;1;#¦FinalVolume;*;#]*[*;*;1;#¦Dilution Factor;Standard;#]/([Weighing;*;*;1¦Weight;*;1]*1000)
Extract Metals-Txt_ICP-MS_0.1mgkg | 1 | F | Ca | Standard | 1 | Numeric (Calc) | 1 | Y | N |  | [sigfig;2] |  | mg/kg |  |  |  |  | [*;*;R;#¦#;Raw Value;#]*[*;*;1;#¦FinalVolume;*;#]*[*;*;1;#¦Dilution Factor;Standard;#]/([Weighing;*;*;1¦Weight;*;1]*1000)
Extract Metals-Txt_ICP-MS_0.1mgkg | 1 | F | Fe | Standard | 1 | Numeric (Calc) | 1 | Y | N |  | [sigfig;2] |  | mg/kg |  |  |  |  | [*;*;R;#¦#;Raw Value;#]*[*;*;1;#¦FinalVolume;*;#]*[*;*;1;#¦Dilution Factor;Standard;#]/([Weighing;*;*;1¦Weight;*;1]*1000)
Extract Metals-Txt_ICP-MS_0.1mgkg | 1 | F | Mn | Standard | 1 | Numeric (Calc) | 1 | Y | N |  | [sigfig;2] |  | mg/kg |  |  |  |  | [*;*;R;#¦#;Raw Value;#]*[*;*;1;#¦FinalVolume;*;#]*[*;*;1;#¦Dilution Factor;Standard;#]/([Weighing;*;*;1¦Weight;*;1]*1000)
Extract Metals-Txt_ICP-MS_0.1mgkg | 1 | F | Mg | Standard | 1 | Numeric (Calc) | 1 | Y | N |  | [sigfig;2] |  | mg/kg |  |  |  |  | [*;*;R;#¦#;Raw Value;#]*[*;*;1;#¦FinalVolume;*;#]*[*;*;1;#¦Dilution Factor;Standard;#]/([Weighing;*;*;1¦Weight;*;1]*1000)
Extract Metals-Txt_ICP-MS_0.1mgkg | 1 | F | Mo | Standard | 1 | Numeric (Calc) | 1 | Y | N |  | [sigfig;2] |  | mg/kg |  |  |  |  | [*;*;R;#¦#;Raw Value;#]*[*;*;1;#¦FinalVolume;*;#]*[*;*;1;#¦Dilution Factor;Standard;#]/([Weighing;*;*;1¦Weight;*;1]*1000)
Extract Metals-Txt_ICP-MS_0.1mgkg | 1 | F | K | Standard | 1 | Numeric (Calc) | 1 | Y | N |  | [sigfig;2] |  | mg/kg |  |  |  |  | [*;*;R;#¦#;Raw Value;#]*[*;*;1;#¦FinalVolume;*;#]*[*;*;1;#¦Dilution Factor;Standard;#]/([Weighing;*;*;1¦Weight;*;1]*1000)
Extract Metals-Txt_ICP-MS_0.1mgkg | 1 | F | Se | Standard | 1 | Numeric (Calc) | 1 | Y | N |  | [sigfig;2] |  | mg/kg |  |  |  |  | [*;*;R;#¦#;Raw Value;#]*[*;*;1;#¦FinalVolume;*;#]*[*;*;1;#¦Dilution Factor;Standard;#]/([Weighing;*;*;1¦Weight;*;1]*1000)
Extract Metals-Txt_ICP-MS_0.1mgkg | 1 | F | Zn | Standard | 1 | Numeric (Calc) | 1 | Y | N |  | [sigfig;2] |  | mg/kg |  |  |  |  | [*;*;R;#¦#;Raw Value;#]*[*;*;1;#¦FinalVolume;*;#]*[*;*;1;#¦Dilution Factor;Standard;#]/([Weighing;*;*;1¦Weight;*;1]*1000)
Extract Metals-Txt_ICP-MS_0.1mgkg | 1 | F | Sn | Standard | 1 | Numeric (Calc) | 1 | Y | N |  | [sigfig;2] |  | mg/kg |  |  |  |  | [*;*;R;#¦#;Raw Value;#]*[*;*;1;#¦FinalVolume;*;#]*[*;*;1;#¦Dilution Factor;Standard;#]/([Weighing;*;*;1¦Weight;*;1]*1000)
Extract Metals-Txt_ICP-MS_0.1mgkg | 1 | F | Na | Standard | 1 | Numeric (Calc) | 1 | Y | N |  | [sigfig;2] |  | mg/kg |  |  |  |  | [*;*;R;#¦#;Raw Value;#]*[*;*;1;#¦FinalVolume;*;#]*[*;*;1;#¦Dilution Factor;Standard;#]/([Weighing;*;*;1¦Weight;*;1]*1000)
Extract Metals-Txt_ICP-MS_0.1mgkg | 1 | F | Ag | Standard | 1 | Numeric (Calc) | 1 | Y | N |  | [sigfig;2] |  | mg/kg |  |  |  |  | [*;*;R;#¦#;Raw Value;#]*[*;*;1;#¦FinalVolume;*;#]*[*;*;1;#¦Dilution Factor;Standard;#]/([Weighing;*;*;1¦Weight;*;1]*1000)
Extract Metals-Txt_ICP-MS_0.1mgkg | 1 | F | V | Standard | 1 | Numeric (Calc) | 1 | Y | N |  | [sigfig;2] |  | mg/kg |  |  |  |  | [*;*;R;#¦#;Raw Value;#]*[*;*;1;#¦FinalVolume;*;#]*[*;*;1;#¦Dilution Factor;Standard;#]/([Weighing;*;*;1¦Weight;*;1]*1000)
Extract Metals-Txt_ICP-MS_0.1mgkg | 1 | F | Be | Standard | 1 | Numeric (Calc) | 1 | Y | N |  | [sigfig;2] |  | mg/kg |  |  |  |  | [*;*;R;#¦#;Raw Value;#]*[*;*;1;#¦FinalVolume;*;#]*[*;*;1;#¦Dilution Factor;Standard;#]/([Weighing;*;*;1¦Weight;*;1]*1000)
Extract Metals-Txt_ICP-MS_0.1mgkg | 1 | F | Li | Standard | 1 | Numeric (Calc) | 1 | Y | N |  | [sigfig;2] |  | mg/kg |  |  |  |  | [*;*;R;#¦#;Raw Value;#]*[*;*;1;#¦FinalVolume;*;#]*[*;*;1;#¦Dilution Factor;Standard;#]/([Weighing;*;*;1¦Weight;*;1]*1000)
Extract Metals-Txt_ICP-MS_0.1mgkg | 1 | F | Tl | Standard | 1 | Numeric (Calc) | 1 | Y | N |  | [sigfig;2] |  | mg/kg |  |  |  |  | [*;*;R;#¦#;Raw Value;#]*[*;*;1;#¦FinalVolume;*;#]*[*;*;1;#¦Dilution Factor;Standard;#]/([Weighing;*;*;1¦Weight;*;1]*1000)
Extract Metals-Txt_ICP-MS_0.1mgkg | 1 | F | Si | Standard | 1 | Numeric (Calc) | 1 | Y | N |  | [sigfig;2] |  | mg/kg |  |  |  |  | [*;*;R;#¦#;Raw Value;#]*[*;*;1;#¦FinalVolume;*;#]*[*;*;1;#¦Dilution Factor;Standard;#]/([Weighing;*;*;1¦Weight;*;1]*1000)
Extract Metals-Txt_ICP-MS_0.1mgkg | 1 | F | Sr | Standard | 1 | Numeric (Calc) | 1 | Y | N |  | [sigfig;2] |  | mg/kg |  |  |  |  | [*;*;R;#¦#;Raw Value;#]*[*;*;1;#¦FinalVolume;*;#]*[*;*;1;#¦Dilution Factor;Standard;#]/([Weighing;*;*;1¦Weight;*;1]*1000)
Extract Metals-Txt_ICP-MS_0.1mgkg | 1 | F | Ta | Standard | 1 | Numeric (Calc) | 1 | Y | N |  | [sigfig;2] |  | mg/kg |  |  |  |  | [*;*;R;#¦#;Raw Value;#]*[*;*;1;#¦FinalVolume;*;#]*[*;*;1;#¦Dilution Factor;Standard;#]/([Weighing;*;*;1¦Weight;*;1]*1000)
Extract Metals-Txt_ICP-MS_0.1mgkg | 1 | F | B | Standard | 1 | Numeric (Calc) | 1 | Y | N |  | [sigfig;2] |  | mg/kg |  |  |  |  | [*;*;R;#¦#;Raw Value;#]*[*;*;1;#¦FinalVolume;*;#]*[*;*;1;#¦Dilution Factor;Standard;#]/([Weighing;*;*;1¦Weight;*;1]*1000)
Extract Metals-Txt_ICP-MS_0.1mgkg | 1 | F | Cr III | Standard | 1 | Numeric (Calc) | 1 | Y | N |  | [sigfig;2] |  | mg/kg |  |  |  |  | [*;*;R;#¦#;Raw Value;#]*[*;*;1;#¦FinalVolume;*;#]*[*;*;1;#¦Dilution Factor;Standard;#]/([Weighing;*;*;1¦Weight;*;1]*1000)
Extract Metals-Txt_ICP-MS_0.1mgkg | 1 | F | Cr VI | Standard | 1 | Numeric (Calc) | 1 | Y | N |  | [sigfig;2] |  | mg/kg |  |  |  |  | [*;*;R;#¦#;Raw Value;#]*[*;*;1;#¦FinalVolume;*;#]*[*;*;1;#¦Dilution Factor;Standard;#]/([Weighing;*;*;1¦Weight;*;1]*1000)
Extract Metals-Txt_ICP-MS_0.1mgkg | 1 | F | Pt | Standard | 1 | Numeric (Calc) | 1 | Y | N |  | [sigfig;2] |  | mg/kg |  |  |  |  | [*;*;R;#¦#;Raw Value;#]*[*;*;1;#¦FinalVolume;*;#]*[*;*;1;#¦Dilution Factor;Standard;#]/([Weighing;*;*;1¦Weight;*;1]*1000)
Extract Metals-Txt_ICP-MS_0.1mgkg | 1 | F | Hf | Standard | 1 | Numeric (Calc) | 1 | Y | N |  | [sigfig;2] |  | mg/kg |  |  |  |  | [*;*;R;#¦#;Raw Value;#]*[*;*;1;#¦FinalVolume;*;#]*[*;*;1;#¦Dilution Factor;Standard;#]/([Weighing;*;*;1¦Weight;*;1]*1000)
Total HM-digest-Txt_ICP-MS_5mgkg | 1 | F | Al | Standard | 1 | Numeric (Calc) | 1 | Y | N |  | [sigfig;2] |  | mg/kg |  |  |  |  | [*;*;R;#¦#;Raw Value;#]*[*;*;1;#¦FinalVolume;*;#]*[*;*;1;#¦Dilution Factor;Standard;#]/([Weighing;*;*;1¦Weight;*;1]*1000)
Total HM-digest-Txt_ICP-MS_5mgkg | 1 | F | Sb | Standard | 1 | Numeric (Calc) | 1 | Y | N |  | [sigfig;2] |  | mg/kg |  |  |  |  | [*;*;R;#¦#;Raw Value;#]*[*;*;1;#¦FinalVolume;*;#]*[*;*;1;#¦Dilution Factor;Standard;#]/([Weighing;*;*;1¦Weight;*;1]*1000)
Total HM-digest-Txt_ICP-MS_5mgkg | 1 | F | Cd | Standard | 1 | Numeric (Calc) | 1 | Y | N |  | [sigfig;2] |  | mg/kg |  |  |  |  | [*;*;R;#¦#;Raw Value;#]*[*;*;1;#¦FinalVolume;*;#]*[*;*;1;#¦Dilution Factor;Standard;#]/([Weighing;*;*;1¦Weight;*;1]*1000)
Total HM-digest-Txt_ICP-MS_5mgkg | 1 | F | As | Standard | 1 | Numeric (Calc) | 1 | Y | N |  | [sigfig;2] |  | mg/kg |  |  |  |  | [*;*;R;#¦#;Raw Value;#]*[*;*;1;#¦FinalVolume;*;#]*[*;*;1;#¦Dilution Factor;Standard;#]/([Weighing;*;*;1¦Weight;*;1]*1000)
Total HM-digest-Txt_ICP-MS_5mgkg | 1 | F | Cr | Standard | 1 | Numeric (Calc) | 1 | Y | N |  | [sigfig;2] |  | mg/kg |  |  |  |  | [*;*;R;#¦#;Raw Value;#]*[*;*;1;#¦FinalVolume;*;#]*[*;*;1;#¦Dilution Factor;Standard;#]/([Weighing;*;*;1¦Weight;*;1]*1000)
Total HM-digest-Txt_ICP-MS_5mgkg | 1 | F | Pb | Standard | 1 | Numeric (Calc) | 1 | Y | N |  | [sigfig;2] |  | mg/kg |  |  |  |  | [*;*;R;#¦#;Raw Value;#]*[*;*;1;#¦FinalVolume;*;#]*[*;*;1;#¦Dilution Factor;Standard;#]/([Weighing;*;*;1¦Weight;*;1]*1000)
Total HM-digest-Txt_ICP-MS_5mgkg | 1 | F | Hg | Standard | 1 | Numeric (Calc) | 1 | Y | N |  | [sigfig;2] |  | mg/kg |  |  |  |  | [*;*;R;#¦#;Raw Value;#]*[*;*;1;#¦FinalVolume;*;#]*[*;*;1;#¦Dilution Factor;Standard;#]/([Weighing;*;*;1¦Weight;*;1]*1000)
Total HM-digest-Txt_ICP-MS_5mgkg | 1 | F | Co | Standard | 1 | Numeric (Calc) | 1 | Y | N |  | [sigfig;2] |  | mg/kg |  |  |  |  | [*;*;R;#¦#;Raw Value;#]*[*;*;1;#¦FinalVolume;*;#]*[*;*;1;#¦Dilution Factor;Standard;#]/([Weighing;*;*;1¦Weight;*;1]*1000)
Total HM-digest-Txt_ICP-MS_5mgkg | 1 | F | Cu | Standard | 1 | Numeric (Calc) | 1 | Y | N |  | [sigfig;2] |  | mg/kg |  |  |  |  | [*;*;R;#¦#;Raw Value;#]*[*;*;1;#¦FinalVolume;*;#]*[*;*;1;#¦Dilution Factor;Standard;#]/([Weighing;*;*;1¦Weight;*;1]*1000)
Total HM-digest-Txt_ICP-MS_5mgkg | 1 | F | Ti | Standard | 1 | Numeric (Calc) | 1 | Y | N |  | [sigfig;2] |  | mg/kg |  |  |  |  | [*;*;R;#¦#;Raw Value;#]*[*;*;1;#¦FinalVolume;*;#]*[*;*;1;#¦Dilution Factor;Standard;#]/([Weighing;*;*;1¦Weight;*;1]*1000)
Total HM-digest-Txt_ICP-MS_5mgkg | 1 | F | Zr | Standard | 1 | Numeric (Calc) | 1 | Y | N |  | [sigfig;2] |  | mg/kg |  |  |  |  | [*;*;R;#¦#;Raw Value;#]*[*;*;1;#¦FinalVolume;*;#]*[*;*;1;#¦Dilution Factor;Standard;#]/([Weighing;*;*;1¦Weight;*;1]*1000)
Total HM-digest-Txt_ICP-MS_5mgkg | 1 | F | Ni | Standard | 1 | Numeric (Calc) | 1 | Y | N |  | [sigfig;2] |  | mg/kg |  |  |  |  | [*;*;R;#¦#;Raw Value;#]*[*;*;1;#¦FinalVolume;*;#]*[*;*;1;#¦Dilution Factor;Standard;#]/([Weighing;*;*;1¦Weight;*;1]*1000)
Total HM-digest-Txt_ICP-MS_5mgkg | 1 | F | Ba | Standard | 1 | Numeric (Calc) | 1 | Y | N |  | [sigfig;2] |  | mg/kg |  |  |  |  | [*;*;R;#¦#;Raw Value;#]*[*;*;1;#¦FinalVolume;*;#]*[*;*;1;#¦Dilution Factor;Standard;#]/([Weighing;*;*;1¦Weight;*;1]*1000)
Total HM-digest-Txt_ICP-MS_5mgkg | 1 | F | Ca | Standard | 1 | Numeric (Calc) | 1 | Y | N |  | [sigfig;2] |  | mg/kg |  |  |  |  | [*;*;R;#¦#;Raw Value;#]*[*;*;1;#¦FinalVolume;*;#]*[*;*;1;#¦Dilution Factor;Standard;#]/([Weighing;*;*;1¦Weight;*;1]*1000)
Total HM-digest-Txt_ICP-MS_5mgkg | 1 | F | Fe | Standard | 1 | Numeric (Calc) | 1 | Y | N |  | [sigfig;2] |  | mg/kg |  |  |  |  | [*;*;R;#¦#;Raw Value;#]*[*;*;1;#¦FinalVolume;*;#]*[*;*;1;#¦Dilution Factor;Standard;#]/([Weighing;*;*;1¦Weight;*;1]*1000)
Total HM-digest-Txt_ICP-MS_5mgkg | 1 | F | Mn | Standard | 1 | Numeric (Calc) | 1 | Y | N |  | [sigfig;2] |  | mg/kg |  |  |  |  | [*;*;R;#¦#;Raw Value;#]*[*;*;1;#¦FinalVolume;*;#]*[*;*;1;#¦Dilution Factor;Standard;#]/([Weighing;*;*;1¦Weight;*;1]*1000)
Total HM-digest-Txt_ICP-MS_5mgkg | 1 | F | Mg | Standard | 1 | Numeric (Calc) | 1 | Y | N |  | [sigfig;2] |  | mg/kg |  |  |  |  | [*;*;R;#¦#;Raw Value;#]*[*;*;1;#¦FinalVolume;*;#]*[*;*;1;#¦Dilution Factor;Standard;#]/([Weighing;*;*;1¦Weight;*;1]*1000)
Total HM-digest-Txt_ICP-MS_5mgkg | 1 | F | Mo | Standard | 1 | Numeric (Calc) | 1 | Y | N |  | [sigfig;2] |  | mg/kg |  |  |  |  | [*;*;R;#¦#;Raw Value;#]*[*;*;1;#¦FinalVolume;*;#]*[*;*;1;#¦Dilution Factor;Standard;#]/([Weighing;*;*;1¦Weight;*;1]*1000)
Total HM-digest-Txt_ICP-MS_5mgkg | 1 | F | K | Standard | 1 | Numeric (Calc) | 1 | Y | N |  | [sigfig;2] |  | mg/kg |  |  |  |  | [*;*;R;#¦#;Raw Value;#]*[*;*;1;#¦FinalVolume;*;#]*[*;*;1;#¦Dilution Factor;Standard;#]/([Weighing;*;*;1¦Weight;*;1]*1000)
Total HM-digest-Txt_ICP-MS_5mgkg | 1 | F | Se | Standard | 1 | Numeric (Calc) | 1 | Y | N |  | [sigfig;2] |  | mg/kg |  |  |  |  | [*;*;R;#¦#;Raw Value;#]*[*;*;1;#¦FinalVolume;*;#]*[*;*;1;#¦Dilution Factor;Standard;#]/([Weighing;*;*;1¦Weight;*;1]*1000)
Total HM-digest-Txt_ICP-MS_5mgkg | 1 | F | Zn | Standard | 1 | Numeric (Calc) | 1 | Y | N |  | [sigfig;2] |  | mg/kg |  |  |  |  | [*;*;R;#¦#;Raw Value;#]*[*;*;1;#¦FinalVolume;*;#]*[*;*;1;#¦Dilution Factor;Standard;#]/([Weighing;*;*;1¦Weight;*;1]*1000)
Total HM-digest-Txt_ICP-MS_5mgkg | 1 | F | Sn | Standard | 1 | Numeric (Calc) | 1 | Y | N |  | [sigfig;2] |  | mg/kg |  |  |  |  | [*;*;R;#¦#;Raw Value;#]*[*;*;1;#¦FinalVolume;*;#]*[*;*;1;#¦Dilution Factor;Standard;#]/([Weighing;*;*;1¦Weight;*;1]*1000)
Total HM-digest-Txt_ICP-MS_5mgkg | 1 | F | Na | Standard | 1 | Numeric (Calc) | 1 | Y | N |  | [sigfig;2] |  | mg/kg |  |  |  |  | [*;*;R;#¦#;Raw Value;#]*[*;*;1;#¦FinalVolume;*;#]*[*;*;1;#¦Dilution Factor;Standard;#]/([Weighing;*;*;1¦Weight;*;1]*1000)
Total HM-digest-Txt_ICP-MS_5mgkg | 1 | F | Ag | Standard | 1 | Numeric (Calc) | 1 | Y | N |  | [sigfig;2] |  | mg/kg |  |  |  |  | [*;*;R;#¦#;Raw Value;#]*[*;*;1;#¦FinalVolume;*;#]*[*;*;1;#¦Dilution Factor;Standard;#]/([Weighing;*;*;1¦Weight;*;1]*1000)
Total HM-digest-Txt_ICP-MS_5mgkg | 1 | F | V | Standard | 1 | Numeric (Calc) | 1 | Y | N |  | [sigfig;2] |  | mg/kg |  |  |  |  | [*;*;R;#¦#;Raw Value;#]*[*;*;1;#¦FinalVolume;*;#]*[*;*;1;#¦Dilution Factor;Standard;#]/([Weighing;*;*;1¦Weight;*;1]*1000)
Total HM-digest-Txt_ICP-MS_5mgkg | 1 | F | Be | Standard | 1 | Numeric (Calc) | 1 | Y | N |  | [sigfig;2] |  | mg/kg |  |  |  |  | [*;*;R;#¦#;Raw Value;#]*[*;*;1;#¦FinalVolume;*;#]*[*;*;1;#¦Dilution Factor;Standard;#]/([Weighing;*;*;1¦Weight;*;1]*1000)
Total HM-digest-Txt_ICP-MS_5mgkg | 1 | F | Li | Standard | 1 | Numeric (Calc) | 1 | Y | N |  | [sigfig;2] |  | mg/kg |  |  |  |  | [*;*;R;#¦#;Raw Value;#]*[*;*;1;#¦FinalVolume;*;#]*[*;*;1;#¦Dilution Factor;Standard;#]/([Weighing;*;*;1¦Weight;*;1]*1000)
Total HM-digest-Txt_ICP-MS_5mgkg | 1 | F | Tl | Standard | 1 | Numeric (Calc) | 1 | Y | N |  | [sigfig;2] |  | mg/kg |  |  |  |  | [*;*;R;#¦#;Raw Value;#]*[*;*;1;#¦FinalVolume;*;#]*[*;*;1;#¦Dilution Factor;Standard;#]/([Weighing;*;*;1¦Weight;*;1]*1000)
Total HM-digest-Txt_ICP-MS_5mgkg | 1 | F | Si | Standard | 1 | Numeric (Calc) | 1 | Y | N |  | [sigfig;2] |  | mg/kg |  |  |  |  | [*;*;R;#¦#;Raw Value;#]*[*;*;1;#¦FinalVolume;*;#]*[*;*;1;#¦Dilution Factor;Standard;#]/([Weighing;*;*;1¦Weight;*;1]*1000)
Total HM-digest-Txt_ICP-MS_5mgkg | 1 | F | Sr | Standard | 1 | Numeric (Calc) | 1 | Y | N |  | [sigfig;2] |  | mg/kg |  |  |  |  | [*;*;R;#¦#;Raw Value;#]*[*;*;1;#¦FinalVolume;*;#]*[*;*;1;#¦Dilution Factor;Standard;#]/([Weighing;*;*;1¦Weight;*;1]*1000)
Total HM-digest-Txt_ICP-MS_5mgkg | 1 | F | Ta | Standard | 1 | Numeric (Calc) | 1 | Y | N |  | [sigfig;2] |  | mg/kg |  |  |  |  | [*;*;R;#¦#;Raw Value;#]*[*;*;1;#¦FinalVolume;*;#]*[*;*;1;#¦Dilution Factor;Standard;#]/([Weighing;*;*;1¦Weight;*;1]*1000)
Total HM-digest-Txt_ICP-MS_5mgkg | 1 | F | B | Standard | 1 | Numeric (Calc) | 1 | Y | N |  | [sigfig;2] |  | mg/kg |  |  |  |  | [*;*;R;#¦#;Raw Value;#]*[*;*;1;#¦FinalVolume;*;#]*[*;*;1;#¦Dilution Factor;Standard;#]/([Weighing;*;*;1¦Weight;*;1]*1000)
Total HM-digest-Txt_ICP-MS_5mgkg | 1 | F | Cr III | Standard | 1 | Numeric (Calc) | 1 | Y | N |  | [sigfig;2] |  | mg/kg |  |  |  |  | [*;*;R;#¦#;Raw Value;#]*[*;*;1;#¦FinalVolume;*;#]*[*;*;1;#¦Dilution Factor;Standard;#]/([Weighing;*;*;1¦Weight;*;1]*1000)
Total HM-digest-Txt_ICP-MS_5mgkg | 1 | F | Cr VI | Standard | 1 | Numeric (Calc) | 1 | Y | N |  | [sigfig;2] |  | mg/kg |  |  |  |  | [*;*;R;#¦#;Raw Value;#]*[*;*;1;#¦FinalVolume;*;#]*[*;*;1;#¦Dilution Factor;Standard;#]/([Weighing;*;*;1¦Weight;*;1]*1000)
Total HM-digest-Txt_ICP-MS_5mgkg | 1 | F | Pt | Standard | 1 | Numeric (Calc) | 1 | Y | N |  | [sigfig;2] |  | mg/kg |  |  |  |  | [*;*;R;#¦#;Raw Value;#]*[*;*;1;#¦FinalVolume;*;#]*[*;*;1;#¦Dilution Factor;Standard;#]/([Weighing;*;*;1¦Weight;*;1]*1000)
Total HM-digest-Txt_ICP-MS_5mgkg | 1 | F | Hf | Standard | 1 | Numeric (Calc) | 1 | Y | N |  | [sigfig;2] |  | mg/kg |  |  |  |  | [*;*;R;#¦#;Raw Value;#]*[*;*;1;#¦FinalVolume;*;#]*[*;*;1;#¦Dilution Factor;Standard;#]/([Weighing;*;*;1¦Weight;*;1]*1000)
Total lead -Paint_ICP-MS_5mgkg | 1 | F | Pb | Standard | 1 | Numeric (Calc) | 1 | Y | N |  | [sigfig;2] |  | mg/kg |  |  |  |  | [*;*;R;#¦#;Raw Value;#]*[*;*;1;#¦FinalVolume;*;#]*[*;*;1;#¦Dilution Factor;Standard;#]/([Weighing;*;*;1¦Weight;*;1]*1000)
Total Lead-Non metal_ICP-MS_5mgkg | 1 | F | Pb | Standard | 1 | Numeric (Calc) | 1 | Y | N |  | [sigfig;2] |  | mg/kg |  |  |  |  | [*;*;R;#¦#;Raw Value;#]*[*;*;1;#¦FinalVolume;*;#]*[*;*;1;#¦Dilution Factor;Standard;#]/([Weighing;*;*;1¦Weight;*;1]*1000)
Total Pb+Cd - Metals_ICP-MS_5mgkg | 1 | F | Cd | Standard | 1 | Numeric (Calc) | 1 | Y | N |  | [sigfig;2] |  | mg/kg |  |  |  |  | [*;*;R;#¦#;Raw Value;#]*[*;*;1;#¦FinalVolume;*;#]*[*;*;1;#¦Dilution Factor;Standard;#]/([Weighing;*;*;1¦Weight;*;1]*1000)
Total Pb+Cd - Metals_ICP-MS_5mgkg | 1 | F | Pb | Standard | 1 | Numeric (Calc) | 1 | Y | N |  | [sigfig;2] |  | mg/kg |  |  |  |  | [*;*;R;#¦#;Raw Value;#]*[*;*;1;#¦FinalVolume;*;#]*[*;*;1;#¦Dilution Factor;Standard;#]/([Weighing;*;*;1¦Weight;*;1]*1000)
Total Metals Leather_ICP-MS_10mgkg | 1 | F | Al | Standard | 1 | Numeric (Calc) | 1 | Y | N |  | [sigfig;2] |  | mg/kg |  |  |  |  | [*;*;R;#¦#;Raw Value;#]*[*;*;1;#¦FinalVolume;*;#]*[*;*;1;#¦Dilution Factor;Standard;#]/([Weighing;*;*;1¦Weight;*;1]*1000)
Total Metals Leather_ICP-MS_10mgkg | 1 | F | Sb | Standard | 1 | Numeric (Calc) | 1 | Y | N |  | [sigfig;2] |  | mg/kg |  |  |  |  | [*;*;R;#¦#;Raw Value;#]*[*;*;1;#¦FinalVolume;*;#]*[*;*;1;#¦Dilution Factor;Standard;#]/([Weighing;*;*;1¦Weight;*;1]*1000)
Total Metals Leather_ICP-MS_10mgkg | 1 | F | Cd | Standard | 1 | Numeric (Calc) | 1 | Y | N |  | [sigfig;2] |  | mg/kg |  |  |  |  | [*;*;R;#¦#;Raw Value;#]*[*;*;1;#¦FinalVolume;*;#]*[*;*;1;#¦Dilution Factor;Standard;#]/([Weighing;*;*;1¦Weight;*;1]*1000)
Total Metals Leather_ICP-MS_10mgkg | 1 | F | As | Standard | 1 | Numeric (Calc) | 1 | Y | N |  | [sigfig;2] |  | mg/kg |  |  |  |  | [*;*;R;#¦#;Raw Value;#]*[*;*;1;#¦FinalVolume;*;#]*[*;*;1;#¦Dilution Factor;Standard;#]/([Weighing;*;*;1¦Weight;*;1]*1000)
Total Metals Leather_ICP-MS_10mgkg | 1 | F | Cr | Standard | 1 | Numeric (Calc) | 1 | Y | N |  | [sigfig;2] |  | mg/kg |  |  |  |  | [*;*;R;#¦#;Raw Value;#]*[*;*;1;#¦FinalVolume;*;#]*[*;*;1;#¦Dilution Factor;Standard;#]/([Weighing;*;*;1¦Weight;*;1]*1000)
Total Metals Leather_ICP-MS_10mgkg | 1 | F | Pb | Standard | 1 | Numeric (Calc) | 1 | Y | N |  | [sigfig;2] |  | mg/kg |  |  |  |  | [*;*;R;#¦#;Raw Value;#]*[*;*;1;#¦FinalVolume;*;#]*[*;*;1;#¦Dilution Factor;Standard;#]/([Weighing;*;*;1¦Weight;*;1]*1000)
Total Metals Leather_ICP-MS_10mgkg | 1 | F | Hg | Standard | 1 | Numeric (Calc) | 1 | Y | N |  | [sigfig;2] |  | mg/kg |  |  |  |  | [*;*;R;#¦#;Raw Value;#]*[*;*;1;#¦FinalVolume;*;#]*[*;*;1;#¦Dilution Factor;Standard;#]/([Weighing;*;*;1¦Weight;*;1]*1000)
Total Metals Leather_ICP-MS_10mgkg | 1 | F | Co | Standard | 1 | Numeric (Calc) | 1 | Y | N |  | [sigfig;2] |  | mg/kg |  |  |  |  | [*;*;R;#¦#;Raw Value;#]*[*;*;1;#¦FinalVolume;*;#]*[*;*;1;#¦Dilution Factor;Standard;#]/([Weighing;*;*;1¦Weight;*;1]*1000)
Total Metals Leather_ICP-MS_10mgkg | 1 | F | Cu | Standard | 1 | Numeric (Calc) | 1 | Y | N |  | [sigfig;2] |  | mg/kg |  |  |  |  | [*;*;R;#¦#;Raw Value;#]*[*;*;1;#¦FinalVolume;*;#]*[*;*;1;#¦Dilution Factor;Standard;#]/([Weighing;*;*;1¦Weight;*;1]*1000)
Total Metals Leather_ICP-MS_10mgkg | 1 | F | Ti | Standard | 1 | Numeric (Calc) | 1 | Y | N |  | [sigfig;2] |  | mg/kg |  |  |  |  | [*;*;R;#¦#;Raw Value;#]*[*;*;1;#¦FinalVolume;*;#]*[*;*;1;#¦Dilution Factor;Standard;#]/([Weighing;*;*;1¦Weight;*;1]*1000)
Total Metals Leather_ICP-MS_10mgkg | 1 | F | Zr | Standard | 1 | Numeric (Calc) | 1 | Y | N |  | [sigfig;2] |  | mg/kg |  |  |  |  | [*;*;R;#¦#;Raw Value;#]*[*;*;1;#¦FinalVolume;*;#]*[*;*;1;#¦Dilution Factor;Standard;#]/([Weighing;*;*;1¦Weight;*;1]*1000)
Total Metals Leather_ICP-MS_10mgkg | 1 | F | Ni | Standard | 1 | Numeric (Calc) | 1 | Y | N |  | [sigfig;2] |  | mg/kg |  |  |  |  | [*;*;R;#¦#;Raw Value;#]*[*;*;1;#¦FinalVolume;*;#]*[*;*;1;#¦Dilution Factor;Standard;#]/([Weighing;*;*;1¦Weight;*;1]*1000)
Total Metals Leather_ICP-MS_10mgkg | 1 | F | Ba | Standard | 1 | Numeric (Calc) | 1 | Y | N |  | [sigfig;2] |  | mg/kg |  |  |  |  | [*;*;R;#¦#;Raw Value;#]*[*;*;1;#¦FinalVolume;*;#]*[*;*;1;#¦Dilution Factor;Standard;#]/([Weighing;*;*;1¦Weight;*;1]*1000)
Total Metals Leather_ICP-MS_10mgkg | 1 | F | Ca | Standard | 1 | Numeric (Calc) | 1 | Y | N |  | [sigfig;2] |  | mg/kg |  |  |  |  | [*;*;R;#¦#;Raw Value;#]*[*;*;1;#¦FinalVolume;*;#]*[*;*;1;#¦Dilution Factor;Standard;#]/([Weighing;*;*;1¦Weight;*;1]*1000)
Total Metals Leather_ICP-MS_10mgkg | 1 | F | Fe | Standard | 1 | Numeric (Calc) | 1 | Y | N |  | [sigfig;2] |  | mg/kg |  |  |  |  | [*;*;R;#¦#;Raw Value;#]*[*;*;1;#¦FinalVolume;*;#]*[*;*;1;#¦Dilution Factor;Standard;#]/([Weighing;*;*;1¦Weight;*;1]*1000)
Total Metals Leather_ICP-MS_10mgkg | 1 | F | Mn | Standard | 1 | Numeric (Calc) | 1 | Y | N |  | [sigfig;2] |  | mg/kg |  |  |  |  | [*;*;R;#¦#;Raw Value;#]*[*;*;1;#¦FinalVolume;*;#]*[*;*;1;#¦Dilution Factor;Standard;#]/([Weighing;*;*;1¦Weight;*;1]*1000)
Total Metals Leather_ICP-MS_10mgkg | 1 | F | Mg | Standard | 1 | Numeric (Calc) | 1 | Y | N |  | [sigfig;2] |  | mg/kg |  |  |  |  | [*;*;R;#¦#;Raw Value;#]*[*;*;1;#¦FinalVolume;*;#]*[*;*;1;#¦Dilution Factor;Standard;#]/([Weighing;*;*;1¦Weight;*;1]*1000)
Total Metals Leather_ICP-MS_10mgkg | 1 | F | Mo | Standard | 1 | Numeric (Calc) | 1 | Y | N |  | [sigfig;2] |  | mg/kg |  |  |  |  | [*;*;R;#¦#;Raw Value;#]*[*;*;1;#¦FinalVolume;*;#]*[*;*;1;#¦Dilution Factor;Standard;#]/([Weighing;*;*;1¦Weight;*;1]*1000)
Total Metals Leather_ICP-MS_10mgkg | 1 | F | K | Standard | 1 | Numeric (Calc) | 1 | Y | N |  | [sigfig;2] |  | mg/kg |  |  |  |  | [*;*;R;#¦#;Raw Value;#]*[*;*;1;#¦FinalVolume;*;#]*[*;*;1;#¦Dilution Factor;Standard;#]/([Weighing;*;*;1¦Weight;*;1]*1000)
Total Metals Leather_ICP-MS_10mgkg | 1 | F | Se | Standard | 1 | Numeric (Calc) | 1 | Y | N |  | [sigfig;2] |  | mg/kg |  |  |  |  | [*;*;R;#¦#;Raw Value;#]*[*;*;1;#¦FinalVolume;*;#]*[*;*;1;#¦Dilution Factor;Standard;#]/([Weighing;*;*;1¦Weight;*;1]*1000)
Total Metals Leather_ICP-MS_10mgkg | 1 | F | Zn | Standard | 1 | Numeric (Calc) | 1 | Y | N |  | [sigfig;2] |  | mg/kg |  |  |  |  | [*;*;R;#¦#;Raw Value;#]*[*;*;1;#¦FinalVolume;*;#]*[*;*;1;#¦Dilution Factor;Standard;#]/([Weighing;*;*;1¦Weight;*;1]*1000)
Total Metals Leather_ICP-MS_10mgkg | 1 | F | Sn | Standard | 1 | Numeric (Calc) | 1 | Y | N |  | [sigfig;2] |  | mg/kg |  |  |  |  | [*;*;R;#¦#;Raw Value;#]*[*;*;1;#¦FinalVolume;*;#]*[*;*;1;#¦Dilution Factor;Standard;#]/([Weighing;*;*;1¦Weight;*;1]*1000)
Total Metals Leather_ICP-MS_10mgkg | 1 | F | Na | Standard | 1 | Numeric (Calc) | 1 | Y | N |  | [sigfig;2] |  | mg/kg |  |  |  |  | [*;*;R;#¦#;Raw Value;#]*[*;*;1;#¦FinalVolume;*;#]*[*;*;1;#¦Dilution Factor;Standard;#]/([Weighing;*;*;1¦Weight;*;1]*1000)
Total Metals Leather_ICP-MS_10mgkg | 1 | F | Ag | Standard | 1 | Numeric (Calc) | 1 | Y | N |  | [sigfig;2] |  | mg/kg |  |  |  |  | [*;*;R;#¦#;Raw Value;#]*[*;*;1;#¦FinalVolume;*;#]*[*;*;1;#¦Dilution Factor;Standard;#]/([Weighing;*;*;1¦Weight;*;1]*1000)
Total Metals Leather_ICP-MS_10mgkg | 1 | F | V | Standard | 1 | Numeric (Calc) | 1 | Y | N |  | [sigfig;2] |  | mg/kg |  |  |  |  | [*;*;R;#¦#;Raw Value;#]*[*;*;1;#¦FinalVolume;*;#]*[*;*;1;#¦Dilution Factor;Standard;#]/([Weighing;*;*;1¦Weight;*;1]*1000)
Total Metals Leather_ICP-MS_10mgkg | 1 | F | Be | Standard | 1 | Numeric (Calc) | 1 | Y | N |  | [sigfig;2] |  | mg/kg |  |  |  |  | [*;*;R;#¦#;Raw Value;#]*[*;*;1;#¦FinalVolume;*;#]*[*;*;1;#¦Dilution Factor;Standard;#]/([Weighing;*;*;1¦Weight;*;1]*1000)
Total Metals Leather_ICP-MS_10mgkg | 1 | F | Li | Standard | 1 | Numeric (Calc) | 1 | Y | N |  | [sigfig;2] |  | mg/kg |  |  |  |  | [*;*;R;#¦#;Raw Value;#]*[*;*;1;#¦FinalVolume;*;#]*[*;*;1;#¦Dilution Factor;Standard;#]/([Weighing;*;*;1¦Weight;*;1]*1000)
Total Metals Leather_ICP-MS_10mgkg | 1 | F | Tl | Standard | 1 | Numeric (Calc) | 1 | Y | N |  | [sigfig;2] |  | mg/kg |  |  |  |  | [*;*;R;#¦#;Raw Value;#]*[*;*;1;#¦FinalVolume;*;#]*[*;*;1;#¦Dilution Factor;Standard;#]/([Weighing;*;*;1¦Weight;*;1]*1000)
Total Metals Leather_ICP-MS_10mgkg | 1 | F | Si | Standard | 1 | Numeric (Calc) | 1 | Y | N |  | [sigfig;2] |  | mg/kg |  |  |  |  | [*;*;R;#¦#;Raw Value;#]*[*;*;1;#¦FinalVolume;*;#]*[*;*;1;#¦Dilution Factor;Standard;#]/([Weighing;*;*;1¦Weight;*;1]*1000)
Total Metals Leather_ICP-MS_10mgkg | 1 | F | Sr | Standard | 1 | Numeric (Calc) | 1 | Y | N |  | [sigfig;2] |  | mg/kg |  |  |  |  | [*;*;R;#¦#;Raw Value;#]*[*;*;1;#¦FinalVolume;*;#]*[*;*;1;#¦Dilution Factor;Standard;#]/([Weighing;*;*;1¦Weight;*;1]*1000)
Total Metals Leather_ICP-MS_10mgkg | 1 | F | Ta | Standard | 1 | Numeric (Calc) | 1 | Y | N |  | [sigfig;2] |  | mg/kg |  |  |  |  | [*;*;R;#¦#;Raw Value;#]*[*;*;1;#¦FinalVolume;*;#]*[*;*;1;#¦Dilution Factor;Standard;#]/([Weighing;*;*;1¦Weight;*;1]*1000)
Total Metals Leather_ICP-MS_10mgkg | 1 | F | B | Standard | 1 | Numeric (Calc) | 1 | Y | N |  | [sigfig;2] |  | mg/kg |  |  |  |  | [*;*;R;#¦#;Raw Value;#]*[*;*;1;#¦FinalVolume;*;#]*[*;*;1;#¦Dilution Factor;Standard;#]/([Weighing;*;*;1¦Weight;*;1]*1000)
Total Metals Leather_ICP-MS_10mgkg | 1 | F | Cr III | Standard | 1 | Numeric (Calc) | 1 | Y | N |  | [sigfig;2] |  | mg/kg |  |  |  |  | [*;*;R;#¦#;Raw Value;#]*[*;*;1;#¦FinalVolume;*;#]*[*;*;1;#¦Dilution Factor;Standard;#]/([Weighing;*;*;1¦Weight;*;1]*1000)
Total Metals Leather_ICP-MS_10mgkg | 1 | F | Cr VI | Standard | 1 | Numeric (Calc) | 1 | Y | N |  | [sigfig;2] |  | mg/kg |  |  |  |  | [*;*;R;#¦#;Raw Value;#]*[*;*;1;#¦FinalVolume;*;#]*[*;*;1;#¦Dilution Factor;Standard;#]/([Weighing;*;*;1¦Weight;*;1]*1000)
Total Metals Leather_ICP-MS_10mgkg | 1 | F | Pt | Standard | 1 | Numeric (Calc) | 1 | Y | N |  | [sigfig;2] |  | mg/kg |  |  |  |  | [*;*;R;#¦#;Raw Value;#]*[*;*;1;#¦FinalVolume;*;#]*[*;*;1;#¦Dilution Factor;Standard;#]/([Weighing;*;*;1¦Weight;*;1]*1000)
Total Metals Leather_ICP-MS_10mgkg | 1 | F | Hf | Standard | 1 | Numeric (Calc) | 1 | Y | N |  | [sigfig;2] |  | mg/kg |  |  |  |  | [*;*;R;#¦#;Raw Value;#]*[*;*;1;#¦FinalVolume;*;#]*[*;*;1;#¦Dilution Factor;Standard;#]/([Weighing;*;*;1¦Weight;*;1]*1000)
Azo Dyes_LC-MSMS_5mgkg | 1 | F | 2,4-Diaminotoluene | Standard | 1 | Numeric (Calc) | 1 | Y | N |  | [sigfig;2] |  | mg/kg |  |  |  |  | [*;*;R;#¦#;Raw Value;#]*[*;*;1;#¦FinalVolume;*;#]*[*;*;1;#¦Dilution Factor;Standard;#]/[Weighing;*;*;1¦Weight;*;1]
Azo Dyes_LC-MSMS_5mgkg | 1 | F | o-Toluidine | Standard | 1 | Numeric (Calc) | 1 | Y | N |  | [sigfig;2] |  | mg/kg |  |  |  |  | [*;*;R;#¦#;Raw Value;#]*[*;*;1;#¦FinalVolume;*;#]*[*;*;1;#¦Dilution Factor;Standard;#]/[Weighing;*;*;1¦Weight;*;1]
Azo Dyes_LC-MSMS_5mgkg | 1 | F | Benzidine | Standard | 1 | Numeric (Calc) | 1 | Y | N |  | [sigfig;2] |  | mg/kg |  |  |  |  | [*;*;R;#¦#;Raw Value;#]*[*;*;1;#¦FinalVolume;*;#]*[*;*;1;#¦Dilution Factor;Standard;#]/[Weighing;*;*;1¦Weight;*;1]
Azo Dyes_LC-MSMS_5mgkg | 1 | F | 4-Chloroaniline | Standard | 1 | Numeric (Calc) | 1 | Y | N |  | [sigfig;2] |  | mg/kg |  |  |  |  | [*;*;R;#¦#;Raw Value;#]*[*;*;1;#¦FinalVolume;*;#]*[*;*;1;#¦Dilution Factor;Standard;#]/[Weighing;*;*;1¦Weight;*;1]
Azo Dyes_LC-MSMS_5mgkg | 1 | F | 3,3-Dimethoxybenzidine | Standard | 1 | Numeric (Calc) | 1 | Y | N |  | [sigfig;2] |  | mg/kg |  |  |  |  | [*;*;R;#¦#;Raw Value;#]*[*;*;1;#¦FinalVolume;*;#]*[*;*;1;#¦Dilution Factor;Standard;#]/[Weighing;*;*;1¦Weight;*;1]
Azo Dyes_LC-MSMS_5mgkg | 1 | F | 3,3-Dimethylbenzidine | Standard | 1 | Numeric (Calc) | 1 | Y | N |  | [sigfig;2] |  | mg/kg |  |  |  |  | [*;*;R;#¦#;Raw Value;#]*[*;*;1;#¦FinalVolume;*;#]*[*;*;1;#¦Dilution Factor;Standard;#]/[Weighing;*;*;1¦Weight;*;1]
Azo Dyes_LC-MSMS_5mgkg | 1 | F | 4-Aminobiphenyl | Standard | 1 | Numeric (Calc) | 1 | Y | N |  | [sigfig;2] |  | mg/kg |  |  |  |  | [*;*;R;#¦#;Raw Value;#]*[*;*;1;#¦FinalVolume;*;#]*[*;*;1;#¦Dilution Factor;Standard;#]/[Weighing;*;*;1¦Weight;*;1]
Azo Dyes_LC-MSMS_5mgkg | 1 | F | p-Cresidine | Standard | 1 | Numeric (Calc) | 1 | Y | N |  | [sigfig;2] |  | mg/kg |  |  |  |  | [*;*;R;#¦#;Raw Value;#]*[*;*;1;#¦FinalVolume;*;#]*[*;*;1;#¦Dilution Factor;Standard;#]/[Weighing;*;*;1¦Weight;*;1]
Azo Dyes_LC-MSMS_5mgkg | 1 | F | o-Anisidine | Standard | 1 | Numeric (Calc) | 1 | Y | N |  | [sigfig;2] |  | mg/kg |  |  |  |  | [*;*;R;#¦#;Raw Value;#]*[*;*;1;#¦FinalVolume;*;#]*[*;*;1;#¦Dilution Factor;Standard;#]/[Weighing;*;*;1¦Weight;*;1]
Azo Dyes_LC-MSMS_5mgkg | 1 | F | 2,4-Xylidine | Standard | 1 | Numeric (Calc) | 1 | Y | N |  | [sigfig;2] |  | mg/kg |  |  |  |  | [*;*;R;#¦#;Raw Value;#]*[*;*;1;#¦FinalVolume;*;#]*[*;*;1;#¦Dilution Factor;Standard;#]/[Weighing;*;*;1¦Weight;*;1]
Azo Dyes_LC-MSMS_5mgkg | 1 | F | 4,4-Methylenedianiline | Standard | 1 | Numeric (Calc) | 1 | Y | N |  | [sigfig;2] |  | mg/kg |  |  |  |  | [*;*;R;#¦#;Raw Value;#]*[*;*;1;#¦FinalVolume;*;#]*[*;*;1;#¦Dilution Factor;Standard;#]/[Weighing;*;*;1¦Weight;*;1]
Azo Dyes_LC-MSMS_5mgkg | 1 | F | 4-Chloro-o-toluidine | Standard | 1 | Numeric (Calc) | 1 | Y | N |  | [sigfig;2] |  | mg/kg |  |  |  |  | [*;*;R;#¦#;Raw Value;#]*[*;*;1;#¦FinalVolume;*;#]*[*;*;1;#¦Dilution Factor;Standard;#]/[Weighing;*;*;1¦Weight;*;1]
Azo Dyes_LC-MSMS_5mgkg | 1 | F | 2,4-Diaminoanisole | Standard | 1 | Numeric (Calc) | 1 | Y | N |  | [sigfig;2] |  | mg/kg |  |  |  |  | [*;*;R;#¦#;Raw Value;#]*[*;*;1;#¦FinalVolume;*;#]*[*;*;1;#¦Dilution Factor;Standard;#]/[Weighing;*;*;1¦Weight;*;1]
Azo Dyes_LC-MSMS_5mgkg | 1 | F | 2,2-Dichloro-4,4-methylenedianiline | Standard | 1 | Numeric (Calc) | 1 | Y | N |  | [sigfig;2] |  | mg/kg |  |  |  |  | [*;*;R;#¦#;Raw Value;#]*[*;*;1;#¦FinalVolume;*;#]*[*;*;1;#¦Dilution Factor;Standard;#]/[Weighing;*;*;1¦Weight;*;1]
Azo Dyes_LC-MSMS_5mgkg | 1 | F | 2,4,5-Trimethylaniline | Standard | 1 | Numeric (Calc) | 1 | Y | N |  | [sigfig;2] |  | mg/kg |  |  |  |  | [*;*;R;#¦#;Raw Value;#]*[*;*;1;#¦FinalVolume;*;#]*[*;*;1;#¦Dilution Factor;Standard;#]/[Weighing;*;*;1¦Weight;*;1]
Azo Dyes_LC-MSMS_5mgkg | 1 | F | 4,4-Oxydianiline | Standard | 1 | Numeric (Calc) | 1 | Y | N |  | [sigfig;2] |  | mg/kg |  |  |  |  | [*;*;R;#¦#;Raw Value;#]*[*;*;1;#¦FinalVolume;*;#]*[*;*;1;#¦Dilution Factor;Standard;#]/[Weighing;*;*;1¦Weight;*;1]
Azo Dyes_LC-MSMS_5mgkg | 1 | F | 2,6-Xylidine | Standard | 1 | Numeric (Calc) | 1 | Y | N |  | [sigfig;2] |  | mg/kg |  |  |  |  | [*;*;R;#¦#;Raw Value;#]*[*;*;1;#¦FinalVolume;*;#]*[*;*;1;#¦Dilution Factor;Standard;#]/[Weighing;*;*;1¦Weight;*;1]
Azo Dyes_LC-MSMS_5mgkg | 1 | F | 3,3-Dichlorobenzidine | Standard | 1 | Numeric (Calc) | 1 | Y | N |  | [sigfig;2] |  | mg/kg |  |  |  |  | [*;*;R;#¦#;Raw Value;#]*[*;*;1;#¦FinalVolume;*;#]*[*;*;1;#¦Dilution Factor;Standard;#]/[Weighing;*;*;1¦Weight;*;1]
Azo Dyes_LC-MSMS_5mgkg | 1 | F | 2-Naphthylamine | Standard | 1 | Numeric (Calc) | 1 | Y | N |  | [sigfig;2] |  | mg/kg |  |  |  |  | [*;*;R;#¦#;Raw Value;#]*[*;*;1;#¦FinalVolume;*;#]*[*;*;1;#¦Dilution Factor;Standard;#]/[Weighing;*;*;1¦Weight;*;1]
Azo Dyes_LC-MSMS_5mgkg | 1 | F | 4,4-Methylenedi-o-toluidine | Standard | 1 | Numeric (Calc) | 1 | Y | N |  | [sigfig;2] |  | mg/kg |  |  |  |  | [*;*;R;#¦#;Raw Value;#]*[*;*;1;#¦FinalVolume;*;#]*[*;*;1;#¦Dilution Factor;Standard;#]/[Weighing;*;*;1¦Weight;*;1]
Azo Dyes_LC-MSMS_5mgkg | 1 | F | 4,4-Thiodianiline | Standard | 1 | Numeric (Calc) | 1 | Y | N |  | [sigfig;2] |  | mg/kg |  |  |  |  | [*;*;R;#¦#;Raw Value;#]*[*;*;1;#¦FinalVolume;*;#]*[*;*;1;#¦Dilution Factor;Standard;#]/[Weighing;*;*;1¦Weight;*;1]
Azo Dyes_LC-MSMS_5mgkg | 1 | F | 5-Nitro-o-toluidine | Standard | 1 | Numeric (Calc) | 1 | Y | N |  | [sigfig;2] |  | mg/kg |  |  |  |  | [*;*;R;#¦#;Raw Value;#]*[*;*;1;#¦FinalVolume;*;#]*[*;*;1;#¦Dilution Factor;Standard;#]/[Weighing;*;*;1¦Weight;*;1]
Azo Dyes_LC-MSMS_5mgkg | 1 | F | p-Phenylenediamine | Standard | 1 | Numeric (Calc) | 1 | Y | N |  | [sigfig;2] |  | mg/kg |  |  |  |  | [*;*;R;#¦#;Raw Value;#]*[*;*;1;#¦FinalVolume;*;#]*[*;*;1;#¦Dilution Factor;Standard;#]/[Weighing;*;*;1¦Weight;*;1]
Azo Dyes_LC-MSMS_5mgkg | 1 | F | Aniline | Standard | 1 | Numeric (Calc) | 1 | Y | N |  | [sigfig;2] |  | mg/kg |  |  |  |  | [*;*;R;#¦#;Raw Value;#]*[*;*;1;#¦FinalVolume;*;#]*[*;*;1;#¦Dilution Factor;Standard;#]/[Weighing;*;*;1¦Weight;*;1]
Azo Dyes_LC-MSMS_5mgkg | 1 | F | 4-Chloro-o-toluidine HCl | Standard | 1 | Numeric (Calc) | 1 | Y | N |  | [sigfig;2] |  | mg/kg |  |  |  |  | [*;*;R;#¦#;Raw Value;#]*[*;*;1;#¦FinalVolume;*;#]*[*;*;1;#¦Dilution Factor;Standard;#]/[Weighing;*;*;1¦Weight;*;1]
Azo Dyes_LC-MSMS_5mgkg | 1 | F | 2-Naphtylammonium acetate | Standard | 1 | Numeric (Calc) | 1 | Y | N |  | [sigfig;2] |  | mg/kg |  |  |  |  | [*;*;R;#¦#;Raw Value;#]*[*;*;1;#¦FinalVolume;*;#]*[*;*;1;#¦Dilution Factor;Standard;#]/[Weighing;*;*;1¦Weight;*;1]
Azo Dyes_LC-MSMS_5mgkg | 1 | F | 2,4-Diaminoanisole sulphate | Standard | 1 | Numeric (Calc) | 1 | Y | N |  | [sigfig;2] |  | mg/kg |  |  |  |  | [*;*;R;#¦#;Raw Value;#]*[*;*;1;#¦FinalVolume;*;#]*[*;*;1;#¦Dilution Factor;Standard;#]/[Weighing;*;*;1¦Weight;*;1]
Azo Dyes_LC-MSMS_5mgkg | 1 | F | 2,4,5-Trimethylaniline HCl | Standard | 1 | Numeric (Calc) | 1 | Y | N |  | [sigfig;2] |  | mg/kg |  |  |  |  | [*;*;R;#¦#;Raw Value;#]*[*;*;1;#¦FinalVolume;*;#]*[*;*;1;#¦Dilution Factor;Standard;#]/[Weighing;*;*;1¦Weight;*;1]
Azo Dyes_LC-MSMS_5mgkg | 1 | F | o-Aminoazotoluene | Standard | 1 | Numeric (Calc) | 1 | Y | N |  | [sigfig;2] |  | mg/kg |  |  |  |  | [*;*;R;#¦#;Raw Value;#]*[*;*;1;#¦FinalVolume;*;#]*[*;*;1;#¦Dilution Factor;Standard;#]/[Weighing;*;*;1¦Weight;*;1]
Azo Dyes_LC-MSMS_5mgkg | 1 | F | 4-Aminoazobenzene | Standard | 1 | Numeric (Calc) | 1 | Y | N |  | [sigfig;2] |  | mg/kg |  |  |  |  | [*;*;R;#¦#;Raw Value;#]*[*;*;1;#¦FinalVolume;*;#]*[*;*;1;#¦Dilution Factor;Standard;#]/[Weighing;*;*;1¦Weight;*;1]
4-AAB_LC-MSMS_5mgkg | 1 | F | 4-Aminoazobenzene | Standard | 1 | Numeric (Calc) | 1 | Y | N |  | [sigfig;2] |  | mg/kg |  |  |  |  | [*;*;R;#¦#;Raw Value;#]*[*;*;1;#¦FinalVolume;*;#]*[*;*;1;#¦Dilution Factor;Standard;#]/[Weighing;*;*;1¦Weight;*;1]
Allegen+Carcino dyes_LC-MSMS_7.5mgkg | 1 | F | Quinoline | Standard | 1 | Numeric (Calc) | 1 | Y | N |  | [sigfig;2] |  | mg/kg |  |  |  |  | [*;*;R;#¦#;Raw Value;#]*[*;*;1;#¦FinalVolume;*;#]*[*;*;1;#¦Dilution Factor;Standard;#]/[Weighing;*;*;1¦Weight;*;1]
Allegen+Carcino dyes_LC-MSMS_7.5mgkg | 1 | F | Disperse Blue 1 | Standard | 1 | Numeric (Calc) | 1 | Y | N |  | [sigfig;2] |  | mg/kg |  |  |  |  | [*;*;R;#¦#;Raw Value;#]*[*;*;1;#¦FinalVolume;*;#]*[*;*;1;#¦Dilution Factor;Standard;#]/[Weighing;*;*;1¦Weight;*;1]
Allegen+Carcino dyes_LC-MSMS_7.5mgkg | 1 | F | Disperse Blue 3 | Standard | 1 | Numeric (Calc) | 1 | Y | N |  | [sigfig;2] |  | mg/kg |  |  |  |  | [*;*;R;#¦#;Raw Value;#]*[*;*;1;#¦FinalVolume;*;#]*[*;*;1;#¦Dilution Factor;Standard;#]/[Weighing;*;*;1¦Weight;*;1]
Allegen+Carcino dyes_LC-MSMS_7.5mgkg | 1 | F | Disperse Blue 7 | Standard | 1 | Numeric (Calc) | 1 | Y | N |  | [sigfig;2] |  | mg/kg |  |  |  |  | [*;*;R;#¦#;Raw Value;#]*[*;*;1;#¦FinalVolume;*;#]*[*;*;1;#¦Dilution Factor;Standard;#]/[Weighing;*;*;1¦Weight;*;1]
Allegen+Carcino dyes_LC-MSMS_7.5mgkg | 1 | F | Disperse Blue 26 | Standard | 1 | Numeric (Calc) | 1 | Y | N |  | [sigfig;2] |  | mg/kg |  |  |  |  | [*;*;R;#¦#;Raw Value;#]*[*;*;1;#¦FinalVolume;*;#]*[*;*;1;#¦Dilution Factor;Standard;#]/[Weighing;*;*;1¦Weight;*;1]
Allegen+Carcino dyes_LC-MSMS_7.5mgkg | 1 | F | Disperse Blue 35 | Standard | 1 | Numeric (Calc) | 1 | Y | N |  | [sigfig;2] |  | mg/kg |  |  |  |  | [*;*;R;#¦#;Raw Value;#]*[*;*;1;#¦FinalVolume;*;#]*[*;*;1;#¦Dilution Factor;Standard;#]/[Weighing;*;*;1¦Weight;*;1]
Allegen+Carcino dyes_LC-MSMS_7.5mgkg | 1 | F | Disperse Blue 102 | Standard | 1 | Numeric (Calc) | 1 | Y | N |  | [sigfig;2] |  | mg/kg |  |  |  |  | [*;*;R;#¦#;Raw Value;#]*[*;*;1;#¦FinalVolume;*;#]*[*;*;1;#¦Dilution Factor;Standard;#]/[Weighing;*;*;1¦Weight;*;1]
Allegen+Carcino dyes_LC-MSMS_7.5mgkg | 1 | F | Disperse Blue 106 | Standard | 1 | Numeric (Calc) | 1 | Y | N |  | [sigfig;2] |  | mg/kg |  |  |  |  | [*;*;R;#¦#;Raw Value;#]*[*;*;1;#¦FinalVolume;*;#]*[*;*;1;#¦Dilution Factor;Standard;#]/[Weighing;*;*;1¦Weight;*;1]
Allegen+Carcino dyes_LC-MSMS_7.5mgkg | 1 | F | Disperse Blue 124 | Standard | 1 | Numeric (Calc) | 1 | Y | N |  | [sigfig;2] |  | mg/kg |  |  |  |  | [*;*;R;#¦#;Raw Value;#]*[*;*;1;#¦FinalVolume;*;#]*[*;*;1;#¦Dilution Factor;Standard;#]/[Weighing;*;*;1¦Weight;*;1]
Allegen+Carcino dyes_LC-MSMS_7.5mgkg | 1 | F | Disperse Brown 1 | Standard | 1 | Numeric (Calc) | 1 | Y | N |  | [sigfig;2] |  | mg/kg |  |  |  |  | [*;*;R;#¦#;Raw Value;#]*[*;*;1;#¦FinalVolume;*;#]*[*;*;1;#¦Dilution Factor;Standard;#]/[Weighing;*;*;1¦Weight;*;1]
Allegen+Carcino dyes_LC-MSMS_7.5mgkg | 1 | F | Disperse Orange 1 | Standard | 1 | Numeric (Calc) | 1 | Y | N |  | [sigfig;2] |  | mg/kg |  |  |  |  | [*;*;R;#¦#;Raw Value;#]*[*;*;1;#¦FinalVolume;*;#]*[*;*;1;#¦Dilution Factor;Standard;#]/[Weighing;*;*;1¦Weight;*;1]
Allegen+Carcino dyes_LC-MSMS_7.5mgkg | 1 | F | Disperse Orange 3 | Standard | 1 | Numeric (Calc) | 1 | Y | N |  | [sigfig;2] |  | mg/kg |  |  |  |  | [*;*;R;#¦#;Raw Value;#]*[*;*;1;#¦FinalVolume;*;#]*[*;*;1;#¦Dilution Factor;Standard;#]/[Weighing;*;*;1¦Weight;*;1]
Allegen+Carcino dyes_LC-MSMS_7.5mgkg | 1 | F | Disperse Orange 37 | Standard | 1 | Numeric (Calc) | 1 | Y | N |  | [sigfig;2] |  | mg/kg |  |  |  |  | [*;*;R;#¦#;Raw Value;#]*[*;*;1;#¦FinalVolume;*;#]*[*;*;1;#¦Dilution Factor;Standard;#]/[Weighing;*;*;1¦Weight;*;1]
Allegen+Carcino dyes_LC-MSMS_7.5mgkg | 1 | F | Disperse Red 1 | Standard | 1 | Numeric (Calc) | 1 | Y | N |  | [sigfig;2] |  | mg/kg |  |  |  |  | [*;*;R;#¦#;Raw Value;#]*[*;*;1;#¦FinalVolume;*;#]*[*;*;1;#¦Dilution Factor;Standard;#]/[Weighing;*;*;1¦Weight;*;1]
Allegen+Carcino dyes_LC-MSMS_7.5mgkg | 1 | F | Disperse Red 11 | Standard | 1 | Numeric (Calc) | 1 | Y | N |  | [sigfig;2] |  | mg/kg |  |  |  |  | [*;*;R;#¦#;Raw Value;#]*[*;*;1;#¦FinalVolume;*;#]*[*;*;1;#¦Dilution Factor;Standard;#]/[Weighing;*;*;1¦Weight;*;1]
Allegen+Carcino dyes_LC-MSMS_7.5mgkg | 1 | F | Disperse Red 17 | Standard | 1 | Numeric (Calc) | 1 | Y | N |  | [sigfig;2] |  | mg/kg |  |  |  |  | [*;*;R;#¦#;Raw Value;#]*[*;*;1;#¦FinalVolume;*;#]*[*;*;1;#¦Dilution Factor;Standard;#]/[Weighing;*;*;1¦Weight;*;1]
Allegen+Carcino dyes_LC-MSMS_7.5mgkg | 1 | F | Disperse Yellow 1 | Standard | 1 | Numeric (Calc) | 1 | Y | N |  | [sigfig;2] |  | mg/kg |  |  |  |  | [*;*;R;#¦#;Raw Value;#]*[*;*;1;#¦FinalVolume;*;#]*[*;*;1;#¦Dilution Factor;Standard;#]/[Weighing;*;*;1¦Weight;*;1]
Allegen+Carcino dyes_LC-MSMS_7.5mgkg | 1 | F | Disperse Yellow 3 | Standard | 1 | Numeric (Calc) | 1 | Y | N |  | [sigfig;2] |  | mg/kg |  |  |  |  | [*;*;R;#¦#;Raw Value;#]*[*;*;1;#¦FinalVolume;*;#]*[*;*;1;#¦Dilution Factor;Standard;#]/[Weighing;*;*;1¦Weight;*;1]
Allegen+Carcino dyes_LC-MSMS_7.5mgkg | 1 | F | Disperse Yellow 9 | Standard | 1 | Numeric (Calc) | 1 | Y | N |  | [sigfig;2] |  | mg/kg |  |  |  |  | [*;*;R;#¦#;Raw Value;#]*[*;*;1;#¦FinalVolume;*;#]*[*;*;1;#¦Dilution Factor;Standard;#]/[Weighing;*;*;1¦Weight;*;1]
Allegen+Carcino dyes_LC-MSMS_7.5mgkg | 1 | F | Disperse Yellow 39 | Standard | 1 | Numeric (Calc) | 1 | Y | N |  | [sigfig;2] |  | mg/kg |  |  |  |  | [*;*;R;#¦#;Raw Value;#]*[*;*;1;#¦FinalVolume;*;#]*[*;*;1;#¦Dilution Factor;Standard;#]/[Weighing;*;*;1¦Weight;*;1]
Allegen+Carcino dyes_LC-MSMS_7.5mgkg | 1 | F | Disperse Yellow 49 | Standard | 1 | Numeric (Calc) | 1 | Y | N |  | [sigfig;2] |  | mg/kg |  |  |  |  | [*;*;R;#¦#;Raw Value;#]*[*;*;1;#¦FinalVolume;*;#]*[*;*;1;#¦Dilution Factor;Standard;#]/[Weighing;*;*;1¦Weight;*;1]
Allegen+Carcino dyes_LC-MSMS_7.5mgkg | 1 | F | Disperse Yellow 23 | Standard | 1 | Numeric (Calc) | 1 | Y | N |  | [sigfig;2] |  | mg/kg |  |  |  |  | [*;*;R;#¦#;Raw Value;#]*[*;*;1;#¦FinalVolume;*;#]*[*;*;1;#¦Dilution Factor;Standard;#]/[Weighing;*;*;1¦Weight;*;1]
Allegen+Carcino dyes_LC-MSMS_7.5mgkg | 1 | F | Disperse Orange 149 | Standard | 1 | Numeric (Calc) | 1 | Y | N |  | [sigfig;2] |  | mg/kg |  |  |  |  | [*;*;R;#¦#;Raw Value;#]*[*;*;1;#¦FinalVolume;*;#]*[*;*;1;#¦Dilution Factor;Standard;#]/[Weighing;*;*;1¦Weight;*;1]
Allegen+Carcino dyes_LC-MSMS_7.5mgkg | 1 | F | 4-Aminoazobenzene | Standard | 1 | Numeric (Calc) | 1 | Y | N |  | [sigfig;2] |  | mg/kg |  |  |  |  | [*;*;R;#¦#;Raw Value;#]*[*;*;1;#¦FinalVolume;*;#]*[*;*;1;#¦Dilution Factor;Standard;#]/[Weighing;*;*;1¦Weight;*;1]
Allegen+Carcino dyes_LC-MSMS_7.5mgkg | 1 | F | Solvent Yellow 2 | Standard | 1 | Numeric (Calc) | 1 | Y | N |  | [sigfig;2] |  | mg/kg |  |  |  |  | [*;*;R;#¦#;Raw Value;#]*[*;*;1;#¦FinalVolume;*;#]*[*;*;1;#¦Dilution Factor;Standard;#]/[Weighing;*;*;1¦Weight;*;1]
Allegen+Carcino dyes_LC-MSMS_7.5mgkg | 1 | F | o-Aminoazotoluene | Standard | 1 | Numeric (Calc) | 1 | Y | N |  | [sigfig;2] |  | mg/kg |  |  |  |  | [*;*;R;#¦#;Raw Value;#]*[*;*;1;#¦FinalVolume;*;#]*[*;*;1;#¦Dilution Factor;Standard;#]/[Weighing;*;*;1¦Weight;*;1]
Allegen+Carcino dyes_LC-MSMS_7.5mgkg | 1 | F | Basic Red 9 | Standard | 1 | Numeric (Calc) | 1 | Y | N |  | [sigfig;2] |  | mg/kg |  |  |  |  | [*;*;R;#¦#;Raw Value;#]*[*;*;1;#¦FinalVolume;*;#]*[*;*;1;#¦Dilution Factor;Standard;#]/[Weighing;*;*;1¦Weight;*;1]
Allegen+Carcino dyes_LC-MSMS_7.5mgkg | 1 | F | Basic Violet 14 | Standard | 1 | Numeric (Calc) | 1 | Y | N |  | [sigfig;2] |  | mg/kg |  |  |  |  | [*;*;R;#¦#;Raw Value;#]*[*;*;1;#¦FinalVolume;*;#]*[*;*;1;#¦Dilution Factor;Standard;#]/[Weighing;*;*;1¦Weight;*;1]
Allegen+Carcino dyes_LC-MSMS_7.5mgkg | 1 | F | Acid Red 26 | Standard | 1 | Numeric (Calc) | 1 | Y | N |  | [sigfig;2] |  | mg/kg |  |  |  |  | [*;*;R;#¦#;Raw Value;#]*[*;*;1;#¦FinalVolume;*;#]*[*;*;1;#¦Dilution Factor;Standard;#]/[Weighing;*;*;1¦Weight;*;1]
Allegen+Carcino dyes_LC-MSMS_7.5mgkg | 1 | F | Direct Black 38 | Standard | 1 | Numeric (Calc) | 1 | Y | N |  | [sigfig;2] |  | mg/kg |  |  |  |  | [*;*;R;#¦#;Raw Value;#]*[*;*;1;#¦FinalVolume;*;#]*[*;*;1;#¦Dilution Factor;Standard;#]/[Weighing;*;*;1¦Weight;*;1]
Allegen+Carcino dyes_LC-MSMS_7.5mgkg | 1 | F | Direct Blue 6 | Standard | 1 | Numeric (Calc) | 1 | Y | N |  | [sigfig;2] |  | mg/kg |  |  |  |  | [*;*;R;#¦#;Raw Value;#]*[*;*;1;#¦FinalVolume;*;#]*[*;*;1;#¦Dilution Factor;Standard;#]/[Weighing;*;*;1¦Weight;*;1]
Allegen+Carcino dyes_LC-MSMS_7.5mgkg | 1 | F | Direct Red 28 | Standard | 1 | Numeric (Calc) | 1 | Y | N |  | [sigfig;2] |  | mg/kg |  |  |  |  | [*;*;R;#¦#;Raw Value;#]*[*;*;1;#¦FinalVolume;*;#]*[*;*;1;#¦Dilution Factor;Standard;#]/[Weighing;*;*;1¦Weight;*;1]
Allegen+Carcino dyes_LC-MSMS_7.5mgkg | 1 | F | Disperse Orange 11 | Standard | 1 | Numeric (Calc) | 1 | Y | N |  | [sigfig;2] |  | mg/kg |  |  |  |  | [*;*;R;#¦#;Raw Value;#]*[*;*;1;#¦FinalVolume;*;#]*[*;*;1;#¦Dilution Factor;Standard;#]/[Weighing;*;*;1¦Weight;*;1]
Allegen+Carcino dyes_LC-MSMS_7.5mgkg | 1 | F | Basic Violet 1 | Standard | 1 | Numeric (Calc) | 1 | Y | N |  | [sigfig;2] |  | mg/kg |  |  |  |  | [*;*;R;#¦#;Raw Value;#]*[*;*;1;#¦FinalVolume;*;#]*[*;*;1;#¦Dilution Factor;Standard;#]/[Weighing;*;*;1¦Weight;*;1]
Allegen+Carcino dyes_LC-MSMS_7.5mgkg | 1 | F | Basic Violet 3 | Standard | 1 | Numeric (Calc) | 1 | Y | N |  | [sigfig;2] |  | mg/kg |  |  |  |  | [*;*;R;#¦#;Raw Value;#]*[*;*;1;#¦FinalVolume;*;#]*[*;*;1;#¦Dilution Factor;Standard;#]/[Weighing;*;*;1¦Weight;*;1]
Allegen+Carcino dyes_LC-MSMS_7.5mgkg | 1 | F | Acid Violet 49 | Standard | 1 | Numeric (Calc) | 1 | Y | N |  | [sigfig;2] |  | mg/kg |  |  |  |  | [*;*;R;#¦#;Raw Value;#]*[*;*;1;#¦FinalVolume;*;#]*[*;*;1;#¦Dilution Factor;Standard;#]/[Weighing;*;*;1¦Weight;*;1]
Allegen+Carcino dyes_LC-MSMS_7.5mgkg | 1 | F | Navy Blue Component 1 | Standard | 1 | Numeric (Calc) | 1 | Y | N |  | [sigfig;2] |  | mg/kg |  |  |  |  | [*;*;R;#¦#;Raw Value;#]*[*;*;1;#¦FinalVolume;*;#]*[*;*;1;#¦Dilution Factor;Standard;#]/[Weighing;*;*;1¦Weight;*;1]
Allegen+Carcino dyes_LC-MSMS_7.5mgkg | 1 | F | Basic Blue 26 | Standard | 1 | Numeric (Calc) | 1 | Y | N |  | [sigfig;2] |  | mg/kg |  |  |  |  | [*;*;R;#¦#;Raw Value;#]*[*;*;1;#¦FinalVolume;*;#]*[*;*;1;#¦Dilution Factor;Standard;#]/[Weighing;*;*;1¦Weight;*;1]
Allegen+Carcino dyes_LC-MSMS_7.5mgkg | 1 | F | Acid Red 114 | Standard | 1 | Numeric (Calc) | 1 | Y | N |  | [sigfig;2] |  | mg/kg |  |  |  |  | [*;*;R;#¦#;Raw Value;#]*[*;*;1;#¦FinalVolume;*;#]*[*;*;1;#¦Dilution Factor;Standard;#]/[Weighing;*;*;1¦Weight;*;1]
Allegen+Carcino dyes_LC-MSMS_7.5mgkg | 1 | F | Basic Green 4 | Standard | 1 | Numeric (Calc) | 1 | Y | N |  | [sigfig;2] |  | mg/kg |  |  |  |  | [*;*;R;#¦#;Raw Value;#]*[*;*;1;#¦FinalVolume;*;#]*[*;*;1;#¦Dilution Factor;Standard;#]/[Weighing;*;*;1¦Weight;*;1]
Allegen+Carcino dyes_LC-MSMS_7.5mgkg | 1 | F | Direct Blue 15 | Standard | 1 | Numeric (Calc) | 1 | Y | N |  | [sigfig;2] |  | mg/kg |  |  |  |  | [*;*;R;#¦#;Raw Value;#]*[*;*;1;#¦FinalVolume;*;#]*[*;*;1;#¦Dilution Factor;Standard;#]/[Weighing;*;*;1¦Weight;*;1]
Allegen+Carcino dyes_LC-MSMS_7.5mgkg | 1 | F | Pigment Red 104 | Standard | 1 | Numeric (Calc) | 1 | Y | N |  | [sigfig;2] |  | mg/kg |  |  |  |  | [*;*;R;#¦#;Raw Value;#]*[*;*;1;#¦FinalVolume;*;#]*[*;*;1;#¦Dilution Factor;Standard;#]/[Weighing;*;*;1¦Weight;*;1]
Allegen+Carcino dyes_LC-MSMS_7.5mgkg | 1 | F | Pigment Yellow 34 | Standard | 1 | Numeric (Calc) | 1 | Y | N |  | [sigfig;2] |  | mg/kg |  |  |  |  | [*;*;R;#¦#;Raw Value;#]*[*;*;1;#¦FinalVolume;*;#]*[*;*;1;#¦Dilution Factor;Standard;#]/[Weighing;*;*;1¦Weight;*;1]
Allegen+Carcino dyes_LC-MSMS_7.5mgkg | 1 | F | Solvent Blue 4 | Standard | 1 | Numeric (Calc) | 1 | Y | N |  | [sigfig;2] |  | mg/kg |  |  |  |  | [*;*;R;#¦#;Raw Value;#]*[*;*;1;#¦FinalVolume;*;#]*[*;*;1;#¦Dilution Factor;Standard;#]/[Weighing;*;*;1¦Weight;*;1]
Allegen+Carcino dyes_LC-MSMS_7.5mgkg | 1 | F | Solvent Yellow 14 | Standard | 1 | Numeric (Calc) | 1 | Y | N |  | [sigfig;2] |  | mg/kg |  |  |  |  | [*;*;R;#¦#;Raw Value;#]*[*;*;1;#¦FinalVolume;*;#]*[*;*;1;#¦Dilution Factor;Standard;#]/[Weighing;*;*;1¦Weight;*;1]
Allegen+Carcino dyes_LC-MSMS_7.5mgkg | 1 | F | Direct Brown 95 | Standard | 1 | Numeric (Calc) | 1 | Y | N |  | [sigfig;2] |  | mg/kg |  |  |  |  | [*;*;R;#¦#;Raw Value;#]*[*;*;1;#¦FinalVolume;*;#]*[*;*;1;#¦Dilution Factor;Standard;#]/[Weighing;*;*;1¦Weight;*;1]
Allegen+Carcino dyes_LC-MSMS_7.5mgkg | 1 | F | p-Phenylenediamine | Standard | 1 | Numeric (Calc) | 1 | Y | N |  | [sigfig;2] |  | mg/kg |  |  |  |  | [*;*;R;#¦#;Raw Value;#]*[*;*;1;#¦FinalVolume;*;#]*[*;*;1;#¦Dilution Factor;Standard;#]/[Weighing;*;*;1¦Weight;*;1]
APEOs_LC-MSMS_10mgkg | 1 | F | NPEO | Standard | 1 | Numeric (Calc) | 1 | Y | N |  | [sigfig;2] |  | mg/kg |  |  |  |  | [*;*;R;#¦#;Raw Value;#]*[*;*;1;#¦FinalVolume;*;#]*[*;*;1;#¦Dilution Factor;Standard;#]/[Weighing;*;*;1¦Weight;*;1]
APEOs_LC-MSMS_10mgkg | 1 | F | OPEO | Standard | 1 | Numeric (Calc) | 1 | Y | N |  | [sigfig;2] |  | mg/kg |  |  |  |  | [*;*;R;#¦#;Raw Value;#]*[*;*;1;#¦FinalVolume;*;#]*[*;*;1;#¦Dilution Factor;Standard;#]/[Weighing;*;*;1¦Weight;*;1]
Chlorinated Phenols_GC-MS_0.05mgkg | 1 | F | 2,4,5-Trichlorophenol | Standard | 1 | Numeric (Calc) | 1 | Y | N |  | [sigfig;2] |  | mg/kg |  |  |  |  | [*;*;R;#¦#;Raw Value;#]*[*;*;1;#¦FinalVolume;*;#]*[*;*;1;#¦Dilution Factor;Standard;#]/[Weighing;*;*;1¦Weight;*;1]
Chlorinated Phenols_GC-MS_0.05mgkg | 1 | F | 2,4,6-Trichlorophenol | Standard | 1 | Numeric (Calc) | 1 | Y | N |  | [sigfig;2] |  | mg/kg |  |  |  |  | [*;*;R;#¦#;Raw Value;#]*[*;*;1;#¦FinalVolume;*;#]*[*;*;1;#¦Dilution Factor;Standard;#]/[Weighing;*;*;1¦Weight;*;1]
Chlorinated Phenols_GC-MS_0.05mgkg | 1 | F | 2,3,4-Trichlorophenol | Standard | 1 | Numeric (Calc) | 1 | Y | N |  | [sigfig;2] |  | mg/kg |  |  |  |  | [*;*;R;#¦#;Raw Value;#]*[*;*;1;#¦FinalVolume;*;#]*[*;*;1;#¦Dilution Factor;Standard;#]/[Weighing;*;*;1¦Weight;*;1]
Chlorinated Phenols_GC-MS_0.05mgkg | 1 | F | 2,3,5-Trichlorophenol | Standard | 1 | Numeric (Calc) | 1 | Y | N |  | [sigfig;2] |  | mg/kg |  |  |  |  | [*;*;R;#¦#;Raw Value;#]*[*;*;1;#¦FinalVolume;*;#]*[*;*;1;#¦Dilution Factor;Standard;#]/[Weighing;*;*;1¦Weight;*;1]
Chlorinated Phenols_GC-MS_0.05mgkg | 1 | F | 2,3,6-Trichlorophenol | Standard | 1 | Numeric (Calc) | 1 | Y | N |  | [sigfig;2] |  | mg/kg |  |  |  |  | [*;*;R;#¦#;Raw Value;#]*[*;*;1;#¦FinalVolume;*;#]*[*;*;1;#¦Dilution Factor;Standard;#]/[Weighing;*;*;1¦Weight;*;1]
Chlorinated Phenols_GC-MS_0.05mgkg | 1 | F | 3,4,5-Trichlorophenol | Standard | 1 | Numeric (Calc) | 1 | Y | N |  | [sigfig;2] |  | mg/kg |  |  |  |  | [*;*;R;#¦#;Raw Value;#]*[*;*;1;#¦FinalVolume;*;#]*[*;*;1;#¦Dilution Factor;Standard;#]/[Weighing;*;*;1¦Weight;*;1]
Chlorinated Phenols_GC-MS_0.05mgkg | 1 | F | 2,3,5,6-Tetrachlorophenol | Standard | 1 | Numeric (Calc) | 1 | Y | N |  | [sigfig;2] |  | mg/kg |  |  |  |  | [*;*;R;#¦#;Raw Value;#]*[*;*;1;#¦FinalVolume;*;#]*[*;*;1;#¦Dilution Factor;Standard;#]/[Weighing;*;*;1¦Weight;*;1]
Chlorinated Phenols_GC-MS_0.05mgkg | 1 | F | 2,3,4,6-Tetrachlorophenol | Standard | 1 | Numeric (Calc) | 1 | Y | N |  | [sigfig;2] |  | mg/kg |  |  |  |  | [*;*;R;#¦#;Raw Value;#]*[*;*;1;#¦FinalVolume;*;#]*[*;*;1;#¦Dilution Factor;Standard;#]/[Weighing;*;*;1¦Weight;*;1]
Chlorinated Phenols_GC-MS_0.05mgkg | 1 | F | 2,3,4,5-Tetrachlorophenol | Standard | 1 | Numeric (Calc) | 1 | Y | N |  | [sigfig;2] |  | mg/kg |  |  |  |  | [*;*;R;#¦#;Raw Value;#]*[*;*;1;#¦FinalVolume;*;#]*[*;*;1;#¦Dilution Factor;Standard;#]/[Weighing;*;*;1¦Weight;*;1]
Chlorinated Phenols_GC-MS_0.05mgkg | 1 | F | Pentachlorophenol | Standard | 1 | Numeric (Calc) | 1 | Y | N |  | [sigfig;2] |  | mg/kg |  |  |  |  | [*;*;R;#¦#;Raw Value;#]*[*;*;1;#¦FinalVolume;*;#]*[*;*;1;#¦Dilution Factor;Standard;#]/[Weighing;*;*;1¦Weight;*;1]
Chlorinated Phenols_GC-MS_0.05mgkg | 1 | F | o-Phenylphenol | Standard | 1 | Numeric (Calc) | 1 | Y | N |  | [sigfig;2] |  | mg/kg |  |  |  |  | [*;*;R;#¦#;Raw Value;#]*[*;*;1;#¦FinalVolume;*;#]*[*;*;1;#¦Dilution Factor;Standard;#]/[Weighing;*;*;1¦Weight;*;1]
Chlorinated Phenols_GC-MS_0.05mgkg | 1 | F | 2-Chlorophenol | Standard | 1 | Numeric (Calc) | 1 | Y | N |  | [sigfig;2] |  | mg/kg |  |  |  |  | [*;*;R;#¦#;Raw Value;#]*[*;*;1;#¦FinalVolume;*;#]*[*;*;1;#¦Dilution Factor;Standard;#]/[Weighing;*;*;1¦Weight;*;1]
Chlorinated Phenols_GC-MS_0.05mgkg | 1 | F | 3-Chlorophenol | Standard | 1 | Numeric (Calc) | 1 | Y | N |  | [sigfig;2] |  | mg/kg |  |  |  |  | [*;*;R;#¦#;Raw Value;#]*[*;*;1;#¦FinalVolume;*;#]*[*;*;1;#¦Dilution Factor;Standard;#]/[Weighing;*;*;1¦Weight;*;1]
Chlorinated Phenols_GC-MS_0.05mgkg | 1 | F | 4-Chlorophenol | Standard | 1 | Numeric (Calc) | 1 | Y | N |  | [sigfig;2] |  | mg/kg |  |  |  |  | [*;*;R;#¦#;Raw Value;#]*[*;*;1;#¦FinalVolume;*;#]*[*;*;1;#¦Dilution Factor;Standard;#]/[Weighing;*;*;1¦Weight;*;1]
Chlorinated Phenols_GC-MS_0.05mgkg | 1 | F | 2,3-Dichlorophenol | Standard | 1 | Numeric (Calc) | 1 | Y | N |  | [sigfig;2] |  | mg/kg |  |  |  |  | [*;*;R;#¦#;Raw Value;#]*[*;*;1;#¦FinalVolume;*;#]*[*;*;1;#¦Dilution Factor;Standard;#]/[Weighing;*;*;1¦Weight;*;1]
Chlorinated Phenols_GC-MS_0.05mgkg | 1 | F | 2,4-Dichlorophenol | Standard | 1 | Numeric (Calc) | 1 | Y | N |  | [sigfig;2] |  | mg/kg |  |  |  |  | [*;*;R;#¦#;Raw Value;#]*[*;*;1;#¦FinalVolume;*;#]*[*;*;1;#¦Dilution Factor;Standard;#]/[Weighing;*;*;1¦Weight;*;1]
Chlorinated Phenols_GC-MS_0.05mgkg | 1 | F | 2,5-Dichlorophenol | Standard | 1 | Numeric (Calc) | 1 | Y | N |  | [sigfig;2] |  | mg/kg |  |  |  |  | [*;*;R;#¦#;Raw Value;#]*[*;*;1;#¦FinalVolume;*;#]*[*;*;1;#¦Dilution Factor;Standard;#]/[Weighing;*;*;1¦Weight;*;1]
Chlorinated Phenols_GC-MS_0.05mgkg | 1 | F | 2,6-Dichlorophenol | Standard | 1 | Numeric (Calc) | 1 | Y | N |  | [sigfig;2] |  | mg/kg |  |  |  |  | [*;*;R;#¦#;Raw Value;#]*[*;*;1;#¦FinalVolume;*;#]*[*;*;1;#¦Dilution Factor;Standard;#]/[Weighing;*;*;1¦Weight;*;1]
Chlorinated Phenols_GC-MS_0.05mgkg | 1 | F | 3,4-Dichlorophenol | Standard | 1 | Numeric (Calc) | 1 | Y | N |  | [sigfig;2] |  | mg/kg |  |  |  |  | [*;*;R;#¦#;Raw Value;#]*[*;*;1;#¦FinalVolume;*;#]*[*;*;1;#¦Dilution Factor;Standard;#]/[Weighing;*;*;1¦Weight;*;1]
Chlorinated Phenols_GC-MS_0.05mgkg | 1 | F | 2,4- and 2,5-Dichlorophenol (Sum) | Standard | 1 | Numeric (Calc) | 1 | Y | N |  | [sigfig;2] |  | mg/kg |  |  |  |  | [*;*;R;#¦#;Raw Value;#]*[*;*;1;#¦FinalVolume;*;#]*[*;*;1;#¦Dilution Factor;Standard;#]/[Weighing;*;*;1¦Weight;*;1]
Chlorinated Phenols_GC-MS_0.05mgkg | 1 | F | 3,5-Dichlorophenol | Standard | 1 | Numeric (Calc) | 1 | Y | N |  | [sigfig;2] |  | mg/kg |  |  |  |  | [*;*;R;#¦#;Raw Value;#]*[*;*;1;#¦FinalVolume;*;#]*[*;*;1;#¦Dilution Factor;Standard;#]/[Weighing;*;*;1¦Weight;*;1]
Phenols - Others_GC-MS_10mgkg | 1 | F | 2,6-Dimethylphenol | Standard | 1 | Numeric (Calc) | 1 | Y | N |  | [sigfig;2] |  | mg/kg |  |  |  |  | [*;*;R;#¦#;Raw Value;#]*[*;*;1;#¦FinalVolume;*;#]*[*;*;1;#¦Dilution Factor;Standard;#]/[Weighing;*;*;1¦Weight;*;1]
Phenols - Others_GC-MS_10mgkg | 1 | F | p-Phenylphenol | Standard | 1 | Numeric (Calc) | 1 | Y | N |  | [sigfig;2] |  | mg/kg |  |  |  |  | [*;*;R;#¦#;Raw Value;#]*[*;*;1;#¦FinalVolume;*;#]*[*;*;1;#¦Dilution Factor;Standard;#]/[Weighing;*;*;1¦Weight;*;1]
Phenols - Others_GC-MS_10mgkg | 1 | F | Tribromphenol | Standard | 1 | Numeric (Calc) | 1 | Y | N |  | [sigfig;2] |  | mg/kg |  |  |  |  | [*;*;R;#¦#;Raw Value;#]*[*;*;1;#¦FinalVolume;*;#]*[*;*;1;#¦Dilution Factor;Standard;#]/[Weighing;*;*;1¦Weight;*;1]
Phenols - Others_GC-MS_10mgkg | 1 | F | Phenol | Standard | 1 | Numeric (Calc) | 1 | Y | N |  | [sigfig;2] |  | mg/kg |  |  |  |  | [*;*;R;#¦#;Raw Value;#]*[*;*;1;#¦FinalVolume;*;#]*[*;*;1;#¦Dilution Factor;Standard;#]/[Weighing;*;*;1¦Weight;*;1]
Phenols - Others_GC-MS_10mgkg | 1 | F | 4-n-Nonylphenol | Standard | 1 | Numeric (Calc) | 1 | Y | N |  | [sigfig;2] |  | mg/kg |  |  |  |  | [*;*;R;#¦#;Raw Value;#]*[*;*;1;#¦FinalVolume;*;#]*[*;*;1;#¦Dilution Factor;Standard;#]/[Weighing;*;*;1¦Weight;*;1]
Phenols - Others_GC-MS_10mgkg | 1 | F | 4-Nonylphenol | Standard | 1 | Numeric (Calc) | 1 | Y | N |  | [sigfig;2] |  | mg/kg |  |  |  |  | [*;*;R;#¦#;Raw Value;#]*[*;*;1;#¦FinalVolume;*;#]*[*;*;1;#¦Dilution Factor;Standard;#]/[Weighing;*;*;1¦Weight;*;1]
Phenols - Others_GC-MS_10mgkg | 1 | F | 4-tert-Octylphenol | Standard | 1 | Numeric (Calc) | 1 | Y | N |  | [sigfig;2] |  | mg/kg |  |  |  |  | [*;*;R;#¦#;Raw Value;#]*[*;*;1;#¦FinalVolume;*;#]*[*;*;1;#¦Dilution Factor;Standard;#]/[Weighing;*;*;1¦Weight;*;1]
Phenols - Others_GC-MS_10mgkg | 1 | F | 4-n-Octylphenol | Standard | 1 | Numeric (Calc) | 1 | Y | N |  | [sigfig;2] |  | mg/kg |  |  |  |  | [*;*;R;#¦#;Raw Value;#]*[*;*;1;#¦FinalVolume;*;#]*[*;*;1;#¦Dilution Factor;Standard;#]/[Weighing;*;*;1¦Weight;*;1]
Preserving Agents_LC-DAD_10mgkg | 1 | F | OIT | Standard | 1 | Numeric (Calc) | 1 | Y | N |  | [sigfig;2] |  | mg/kg |  |  |  |  | [*;*;R;#¦#;Raw Value;#]*[*;*;1;#¦FinalVolume;*;#]*[*;*;1;#¦Dilution Factor;Standard;#]/[Weighing;*;*;1¦Weight;*;1]
Preserving Agents_LC-DAD_10mgkg | 1 | F | TCMTB | Standard | 1 | Numeric (Calc) | 1 | Y | N |  | [sigfig;2] |  | mg/kg |  |  |  |  | [*;*;R;#¦#;Raw Value;#]*[*;*;1;#¦FinalVolume;*;#]*[*;*;1;#¦Dilution Factor;Standard;#]/[Weighing;*;*;1¦Weight;*;1]
Preserving Agents_LC-DAD_10mgkg | 1 | F | CMK | Standard | 1 | Numeric (Calc) | 1 | Y | N |  | [sigfig;2] |  | mg/kg |  |  |  |  | [*;*;R;#¦#;Raw Value;#]*[*;*;1;#¦FinalVolume;*;#]*[*;*;1;#¦Dilution Factor;Standard;#]/[Weighing;*;*;1¦Weight;*;1]
Preserving Agents_LC-DAD_10mgkg | 1 | F | Triclosan | Standard | 1 | Numeric (Calc) | 1 | Y | N |  | [sigfig;2] |  | mg/kg |  |  |  |  | [*;*;R;#¦#;Raw Value;#]*[*;*;1;#¦FinalVolume;*;#]*[*;*;1;#¦Dilution Factor;Standard;#]/[Weighing;*;*;1¦Weight;*;1]
Preserving Agents_LC-DAD_10mgkg | 1 | F | o-Phenylphenol | Standard | 1 | Numeric (Calc) | 1 | Y | N |  | [sigfig;2] |  | mg/kg |  |  |  |  | [*;*;R;#¦#;Raw Value;#]*[*;*;1;#¦FinalVolume;*;#]*[*;*;1;#¦Dilution Factor;Standard;#]/[Weighing;*;*;1¦Weight;*;1]
SCCP + MCCP_GC-CI-MS_100mgkg | 1 | F | SCCP | Standard | 1 | Numeric (Calc) | 1 | Y | N |  | [sigfig;2] |  | mg/kg |  |  |  |  | [*;*;R;#¦#;Raw Value;#]*[*;*;1;#¦FinalVolume;*;#]*[*;*;1;#¦Dilution Factor;Standard;#]/[Weighing;*;*;1¦Weight;*;1]
SCCP + MCCP_GC-CI-MS_100mgkg | 1 | F | MCCP | Standard | 1 | Numeric (Calc) | 1 | Y | N |  | [sigfig;2] |  | mg/kg |  |  |  |  | [*;*;R;#¦#;Raw Value;#]*[*;*;1;#¦FinalVolume;*;#]*[*;*;1;#¦Dilution Factor;Standard;#]/[Weighing;*;*;1¦Weight;*;1]
Total Vinyl Chloride_GC-MS_0.5mgkg | 1 | F | Vinyl chloride | Standard | 1 | Numeric (Calc) | 1 | Y | N |  | [sigfig;2] |  | mg/kg |  |  |  |  | [*;*;R;#¦#;Raw Value;#]*[*;*;1;#¦FinalVolume;*;#]*[*;*;1;#¦Dilution Factor;Standard;#]/[Weighing;*;*;1¦Weight;*;1]
HCHO Content-Leather_LC-DAD_5mgkg | 1 | F | Formaldehyde | Standard | 1 | Numeric (Calc) | 1 | Y | N |  | [sigfig;2] |  | mg/kg |  |  |  |  | [*;*;R;#¦#;Raw Value;#]*[*;*;1;#¦FinalVolume;*;#]*[*;*;1;#¦Dilution Factor;Standard;#]/[Weighing;*;*;1¦Weight;*;1]
HCHO Content-Textile_UVVIS_16mgkg | 1 | F | Formaldehyde | Standard | 1 | Numeric (Calc) | 1 | Y | N |  | [sigfig;2] |  | mg/kg |  |  |  |  | [*;*;R;#¦#;Raw Value;#]*[*;*;1;#¦FinalVolume;*;#]*[*;*;1;#¦Dilution Factor;Standard;#]/[Weighing;*;*;1¦Weight;*;1]
Dimethylformamide_GC-MS_10mgkg | 1 | F | Dimethylformamide | Standard | 1 | Numeric (Calc) | 1 | Y | N |  | [sigfig;2] |  | mg/kg |  |  |  |  | [*;*;R;#¦#;Raw Value;#]*[*;*;1;#¦FinalVolume;*;#]*[*;*;1;#¦Dilution Factor;Standard;#]/[Weighing;*;*;1¦Weight;*;1]
Dimethylformamide_GC-MS_10mgkg | 1 | F | Formamide | Standard | 1 | Numeric (Calc) | 1 | Y | N |  | [sigfig;2] |  | mg/kg |  |  |  |  | [*;*;R;#¦#;Raw Value;#]*[*;*;1;#¦FinalVolume;*;#]*[*;*;1;#¦Dilution Factor;Standard;#]/[Weighing;*;*;1¦Weight;*;1]
Dimethylformamide_GC-MS_10mgkg | 1 | F | Dimethylacetamide | Standard | 1 | Numeric (Calc) | 1 | Y | N |  | [sigfig;2] |  | mg/kg |  |  |  |  | [*;*;R;#¦#;Raw Value;#]*[*;*;1;#¦FinalVolume;*;#]*[*;*;1;#¦Dilution Factor;Standard;#]/[Weighing;*;*;1¦Weight;*;1]
Dimethylformamide_GC-MS_10mgkg | 1 | F | Bis(2-methoxyethyl) ether | Standard | 1 | Numeric (Calc) | 1 | Y | N |  | [sigfig;2] |  | mg/kg |  |  |  |  | [*;*;R;#¦#;Raw Value;#]*[*;*;1;#¦FinalVolume;*;#]*[*;*;1;#¦Dilution Factor;Standard;#]/[Weighing;*;*;1¦Weight;*;1]
Chromium VI -Ageing_UVVIS_3mgkg | 1 | F | Cr VI | Standard | 1 | Numeric (Calc) | 1 | Y | N |  | [sigfig;2] |  | mg/kg |  |  |  |  | [*;*;R;#¦#;Raw Value;#]*[*;*;1;#¦FinalVolume;*;#]*[*;*;1;#¦Dilution Factor;Standard;#]/[Weighing;*;*;1¦Weight;*;1]
CrVI -Ageing_IC-PCR-UVVIS_3mgkg | 1 | F | Cr VI | Standard | 1 | Numeric (Calc) | 1 | Y | N |  | [sigfig;2] |  | mg/kg |  |  |  |  | [*;*;R;#¦#;Raw Value;#]*[*;*;1;#¦FinalVolume;*;#]*[*;*;1;#¦Dilution Factor;Standard;#]/[Weighing;*;*;1¦Weight;*;1]
CrVI without ageing_UVVIS_3mgkg | 1 | F | Cr VI | Standard | 1 | Numeric (Calc) | 1 | Y | N |  | [sigfig;2] |  | mg/kg |  |  |  |  | [*;*;R;#¦#;Raw Value;#]*[*;*;1;#¦FinalVolume;*;#]*[*;*;1;#¦Dilution Factor;Standard;#]/[Weighing;*;*;1¦Weight;*;1]
CrVI without ageing_IC-PCR-UVVIS_3mgkg | 1 | F | Cr VI | Standard | 1 | Numeric (Calc) | 1 | Y | N |  | [sigfig;2] |  | mg/kg |  |  |  |  | [*;*;R;#¦#;Raw Value;#]*[*;*;1;#¦FinalVolume;*;#]*[*;*;1;#¦Dilution Factor;Standard;#]/[Weighing;*;*;1¦Weight;*;1]
CrVI-UV ageing-B02_UVVIS_3mgkg | 1 | F | Cr VI | Standard | 1 | Numeric (Calc) | 1 | Y | N |  | [sigfig;2] |  | mg/kg |  |  |  |  | [*;*;R;#¦#;Raw Value;#]*[*;*;1;#¦FinalVolume;*;#]*[*;*;1;#¦Dilution Factor;Standard;#]/[Weighing;*;*;1¦Weight;*;1]
CrVI-UV ageing-ICPCR_IC-PCR-UVVIS_3mgkg | 1 | F | Cr VI | Standard | 1 | Numeric (Calc) | 1 | Y | N |  | [sigfig;2] |  | mg/kg |  |  |  |  | [*;*;R;#¦#;Raw Value;#]*[*;*;1;#¦FinalVolume;*;#]*[*;*;1;#¦Dilution Factor;Standard;#]/[Weighing;*;*;1¦Weight;*;1]
2-MBT_LC-DAD_10mgkg | 1 | F | 2-MBT | Standard | 1 | Numeric (Calc) | 1 | Y | N |  | [sigfig;2] |  | mg/kg |  |  |  |  | [*;*;R;#¦#;Raw Value;#]*[*;*;1;#¦FinalVolume;*;#]*[*;*;1;#¦Dilution Factor;Standard;#]/[Weighing;*;*;1¦Weight;*;1]
NMP leather_GC-MS_10mgkg | 1 | F | 1-Methyl-2-pyrrolidone | Standard | 1 | Numeric (Calc) | 1 | Y | N |  | [sigfig;2] |  | mg/kg |  |  |  |  | [*;*;R;#¦#;Raw Value;#]*[*;*;1;#¦FinalVolume;*;#]*[*;*;1;#¦Dilution Factor;Standard;#]/[Weighing;*;*;1¦Weight;*;1]
RoHS-CrVI-poly_UVVIS_100 mgkg | 1 | F | Cr VI | Standard | 1 | Numeric (Calc) | 1 | Y | N |  | [sigfig;2] |  | mg/kg |  |  |  |  | [*;*;R;#¦#;Raw Value;#]*[*;*;1;#¦FinalVolume;*;#]*[*;*;1;#¦Dilution Factor;Standard;#]/[Weighing;*;*;1¦Weight;*;1]
Weighing | 1 | 1 | Weight | Standard | 1 | Numeric | 1 | Y | N |  | 0.0000 |  | g
Surface area | 1 | 1 | Surface Area | Standard | 1 | Numeric | 1 | Y | N |  |  |  | cm²
Surface weight | 1 | 1 | Weight | Standard | 1 | Numeric | 1 | Y | N |  |  |  | g
Surface weight | 1 | 1 | Surface Area | Standard | 1 | Numeric | 1 | Y | N |  |  |  | cm²
Ni Release noncoats_ICP-MS_0.05µgcm²week | 1 | E | Nickel release | Average | 1 | Numeric | 1 | Y | N |  | [sigfig;2] |  | µg/cm²/week
PFOA_PFOS_GC-CI-MS_0.5µgm² | 1 | E | N-Me-FOSA | Standard area related | 1 | Numeric | 1 | Y | N |  | [sigfig;2] |  | µg/m²
PFOA_PFOS_GC-CI-MS_0.5µgm² | 1 | E | N-Et-FOSA | Standard area related | 1 | Numeric | 1 | Y | N |  | [sigfig;2] |  | µg/m²
PFOA_PFOS_GC-CI-MS_0.5µgm² | 1 | E | N-Me-FOSE | Standard area related | 1 | Numeric | 1 | Y | N |  | [sigfig;2] |  | µg/m²
PFOA_PFOS_GC-CI-MS_0.5µgm² | 1 | E | N-Et-FOSE | Standard area related | 1 | Numeric | 1 | Y | N |  | [sigfig;2] |  | µg/m²
PFOA_PFOS_GC-CI-MS_0.5µgm² | 1 | E | 4:2 FTOH | Standard area related | 1 | Numeric | 1 | Y | N |  | [sigfig;2] |  | µg/m²
PFOA_PFOS_GC-CI-MS_0.5µgm² | 1 | E | 6:2 FTOH | Standard area related | 1 | Numeric | 1 | Y | N |  | [sigfig;2] |  | µg/m²
PFOA_PFOS_GC-CI-MS_0.5µgm² | 1 | E | 8:2 FTOH | Standard area related | 1 | Numeric | 1 | Y | N |  | [sigfig;2] |  | µg/m²
PFOA_PFOS_GC-CI-MS_0.5µgm² | 1 | E | 10:2 FTOH | Standard area related | 1 | Numeric | 1 | Y | N |  | [sigfig;2] |  | µg/m²
PFOA_PFOS_LC-MSMS_0.5µgm² | 1 | E | 8:2 FTS | Standard area related | 1 | Numeric | 1 | Y | N |  | [sigfig;2] |  | µg/m²
PFOA_PFOS_LC-MSMS_0.5µgm² | 1 | E | 8:2 FTA | Standard area related | 1 | Numeric | 1 | Y | N |  | [sigfig;2] |  | µg/m²
PFOA_PFOS_LC-MSMS_0.5µgm² | 1 | E | 8:2 FTMA | Standard area related | 1 | Numeric | 1 | Y | N |  | [sigfig;2] |  | µg/m²
PFOA_PFOS_LC-MSMS_0.5µgm² | 1 | E | PFNA | Standard area related | 1 | Numeric | 1 | Y | N |  | [sigfig;2] |  | µg/m²
PFOA_PFOS_LC-MSMS_0.5µgm² | 1 | E | PFBS | Standard area related | 1 | Numeric | 1 | Y | N |  | [sigfig;2] |  | µg/m²
PFOA_PFOS_LC-MSMS_0.5µgm² | 1 | E | PFUdA | Standard area related | 1 | Numeric | 1 | Y | N |  | [sigfig;2] |  | µg/m²
PFOA_PFOS_LC-MSMS_0.5µgm² | 1 | E | PFDoA | Standard area related | 1 | Numeric | 1 | Y | N |  | [sigfig;2] |  | µg/m²
PFOA_PFOS_LC-MSMS_0.5µgm² | 1 | E | PFTrDA | Standard area related | 1 | Numeric | 1 | Y | N |  | [sigfig;2] |  | µg/m²
PFOA_PFOS_LC-MSMS_0.5µgm² | 1 | E | PFTeDA | Standard area related | 1 | Numeric | 1 | Y | N |  | [sigfig;2] |  | µg/m²
PFOA_PFOS_LC-MSMS_0.5µgm² | 1 | E | PFDA | Standard area related | 1 | Numeric | 1 | Y | N |  | [sigfig;2] |  | µg/m²
PFOA_PFOS_LC-MSMS_0.5µgm² | 1 | E | PFHxS | Standard area related | 1 | Numeric | 1 | Y | N |  | [sigfig;2] |  | µg/m²
PFOA_PFOS_LC-MSMS_0.5µgm² | 1 | E | PFHxA | Standard area related | 1 | Numeric | 1 | Y | N |  | [sigfig;2] |  | µg/m²
PFOA_PFOS_LC-MSMS_0.5µgm² | 1 | E | PFHpA | Standard area related | 1 | Numeric | 1 | Y | N |  | [sigfig;2] |  | µg/m²
PFOA_PFOS_LC-MSMS_0.5µgm² | 1 | E | Et-PFOA | Standard area related | 1 | Numeric | 1 | Y | N |  | [sigfig;2] |  | µg/m²
PFOA_PFOS_LC-MSMS_0.5µgm² | 1 | E | Me-PFOA | Standard area related | 1 | Numeric | 1 | Y | N |  | [sigfig;2] |  | µg/m²
PFOA_PFOS_LC-MSMS_0.5µgm² | 1 | E | POSF | Standard area related | 1 | Numeric | 1 | Y | N |  | [sigfig;2] |  | µg/m²
PFOA_PFOS_LC-MSMS_0.5µgm² | 1 | E | PFOS | Standard area related | 1 | Numeric | 1 | Y | N |  | [sigfig;2] |  | µg/m²
PFOA_PFOS_LC-MSMS_0.5µgm² | 1 | E | PFOSA | Standard area related | 1 | Numeric | 1 | Y | N |  | [sigfig;2] |  | µg/m²
PFOA_PFOS_LC-MSMS_0.5µgm² | 1 | E | PFOA | Standard area related | 1 | Numeric | 1 | Y | N |  | [sigfig;2] |  | µg/m²
Ni Release Coatings_ICP-MS_0.05µgcm²week | 1 | E | Nickel release | Average | 1 | Numeric | 1 | Y | N |  | [sigfig;2] |  | µg/cm²/week
Chromium VI -Ageing_UVVIS_3mgkg | 1 | E | Recovery | Standard | 1 | Numeric | 1 | Y | N |  | [sigfig;2] |  | %
CrVI -Ageing_IC-PCR-UVVIS_3mgkg | 1 | E | Recovery | Standard | 1 | Numeric | 1 | Y | N |  | [sigfig;2] |  | %
CrVI without ageing_UVVIS_3mgkg | 1 | E | Recovery | Standard | 1 | Numeric | 1 | Y | N |  | [sigfig;2] |  | %
CrVI without ageing_IC-PCR-UVVIS_3mgkg | 1 | E | Recovery | Standard | 1 | Numeric | 1 | Y | N |  | [sigfig;2] |  | %
CrVI-UV ageing-B02_UVVIS_3mgkg | 1 | E | Recovery | Standard | 1 | Numeric | 1 | Y | N |  | [sigfig;2] |  | %
CrVI-UV ageing-ICPCR_IC-PCR-UVVIS_3mgkg | 1 | E | Recovery | Standard | 1 | Numeric | 1 | Y | N |  | [sigfig;2] |  | %
pH - Textiles_pH-Meter | 1 | E | pH - Value | Standard | 1 | Numeric | 1 | Y | N |  | 0.00
pH - Leather_pH-Meter | 1 | E | pH - Value | Standard | 1 | Numeric | 1 | Y | N |  | 0.00
Lead Release-Saliva_ICP-MS_0.002µgcm²hr | 1 | E | Lead release | Standard | 1 | Numeric | 1 | Y | N |  | [sigfig;2] |  | µg/cm²/hr
RoHS-CrVI-coat_UVVIS_0.1µgcm² | 1 | E | Cr VI | Standard | 1 | Numeric | 1 | Y | N |  | [sigfig;2] |  | µg/cm²
Odour | 1 | E | Odour | Standard | 1 | Numeric | 1 | Y | N
RoHS-CrVI-coat_UVVIS_0.008mgl_XMN | 1 | R | Cr VI | Raw Value | 2 | Numeric | 1 | Y | N |  | 0.0000 |  | µg/ml
RoHS-CrVI-poly_UVVIS_0.008mgl_XMN | 1 | R | Cr VI | Raw Value | 2 | Numeric | 1 | Y | N |  | 0.0000 |  | mg/l
Ni Release noncoats_ICP-MS_0.05µgcm²week | 1 | F | Nickel release Reading 1 | Standard | 1 | Numeric (Calc) | 1 | Y | N |  | [sigfig;2] |  | µg/cm²/week |  |  |  |  | case( [*;*;R;1¦Nickel release;Raw Value;#;ParamLimit_Status:Detection] when 1 then 0 else (([*;*;R;1¦Nickel release;Raw Value;#] - [AQC:MethodBlank;Previous¦*;*;R;max¦Nickel release;Raw Value;max]) * [*;*;*;1¦FinalVolume;*;#]*[*;*;1;1¦Dilution Factor;Standard;#]/([Surface area;*;*;1¦Surface Area;*;1]*1000)))
Ni Release noncoats_ICP-MS_0.05µgcm²week | 1 | F | Nickel release Reading 2 | Standard | 1 | Numeric (Calc) | 1 | Y | N |  | [sigfig;2] |  | µg/cm²/week |  |  |  |  | case( [*;*;R;2¦Nickel release;Raw Value;#;ParamLimit_Status:Detection] when 1 then 0 else (([*;*;R;2¦Nickel release;Raw Value;#] - [AQC:MethodBlank;Previous¦*;*;R;max¦Nickel release;Raw Value;max]) * [*;*;*;2¦FinalVolume;*;#]*[*;*;1;2¦Dilution Factor;Standard;#]/([Surface area;*;*;2¦Surface Area;*;1]*1000)))
Ni Release noncoats_ICP-MS_0.05µgcm²week | 1 | F | Nickel release Reading 3 | Standard | 1 | Numeric (Calc) | 1 | Y | N |  | [sigfig;2] |  | µg/cm²/week |  |  |  |  | case( [*;*;R;3¦Nickel release;Raw Value;#;ParamLimit_Status:Detection] when 1 then 0 else (([*;*;R;3¦Nickel release;Raw Value;#] - [AQC:MethodBlank;Previous¦*;*;R;max¦Nickel release;Raw Value;max]) * [*;*;*;3¦FinalVolume;*;#]*[*;*;1;3¦Dilution Factor;Standard;#]/([Surface area;*;*;3¦Surface Area;*;1]*1000)))
Ni Release noncoats_ICP-MS_0.05µgcm²week | 1 | F | Nickel release | Average | 1 | Numeric (Calc) | 1 | Y | N |  | [sigfig;2] |  | µg/cm²/week |  |  |  |  | $G{TLIMS.averagereprotablevalues(${*;Standard;*;(all)})}
PFOA_PFOS_GC-CI-MS_0.5µgm² | 1 | F | N-Me-FOSA | Standard area related | 1 | Numeric (Calc) | 1 | Y | N |  | [sigfig;2] |  | µg/m² |  |  |  |  | [*;*;R;#¦#;Raw Value;#]*[*;*;1;#¦FinalVolume;*;#]*[Surface weight;*;*;1¦Weight;*;1]/([Weighing;*;*;1¦Weight;*;1]*[Surface weight;*;*;1¦Surface Area;*;1])*[*;*;1;#¦Dilution Factor;Standard;#]*10
PFOA_PFOS_GC-CI-MS_0.5µgm² | 1 | F | N-Et-FOSA | Standard area related | 1 | Numeric (Calc) | 1 | Y | N |  | [sigfig;2] |  | µg/m² |  |  |  |  | [*;*;R;#¦#;Raw Value;#]*[*;*;1;#¦FinalVolume;*;#]*[Surface weight;*;*;1¦Weight;*;1]/([Weighing;*;*;1¦Weight;*;1]*[Surface weight;*;*;1¦Surface Area;*;1])*[*;*;1;#¦Dilution Factor;Standard;#]*10
PFOA_PFOS_GC-CI-MS_0.5µgm² | 1 | F | N-Me-FOSE | Standard area related | 1 | Numeric (Calc) | 1 | Y | N |  | [sigfig;2] |  | µg/m² |  |  |  |  | [*;*;R;#¦#;Raw Value;#]*[*;*;1;#¦FinalVolume;*;#]*[Surface weight;*;*;1¦Weight;*;1]/([Weighing;*;*;1¦Weight;*;1]*[Surface weight;*;*;1¦Surface Area;*;1])*[*;*;1;#¦Dilution Factor;Standard;#]*10
PFOA_PFOS_GC-CI-MS_0.5µgm² | 1 | F | N-Et-FOSE | Standard area related | 1 | Numeric (Calc) | 1 | Y | N |  | [sigfig;2] |  | µg/m² |  |  |  |  | [*;*;R;#¦#;Raw Value;#]*[*;*;1;#¦FinalVolume;*;#]*[Surface weight;*;*;1¦Weight;*;1]/([Weighing;*;*;1¦Weight;*;1]*[Surface weight;*;*;1¦Surface Area;*;1])*[*;*;1;#¦Dilution Factor;Standard;#]*10
PFOA_PFOS_GC-CI-MS_0.5µgm² | 1 | F | 4:2 FTOH | Standard area related | 1 | Numeric (Calc) | 1 | Y | N |  | [sigfig;2] |  | µg/m² |  |  |  |  | [*;*;R;#¦#;Raw Value;#]*[*;*;1;#¦FinalVolume;*;#]*[Surface weight;*;*;1¦Weight;*;1]/([Weighing;*;*;1¦Weight;*;1]*[Surface weight;*;*;1¦Surface Area;*;1])*[*;*;1;#¦Dilution Factor;Standard;#]*10
PFOA_PFOS_GC-CI-MS_0.5µgm² | 1 | F | 6:2 FTOH | Standard area related | 1 | Numeric (Calc) | 1 | Y | N |  | [sigfig;2] |  | µg/m² |  |  |  |  | [*;*;R;#¦#;Raw Value;#]*[*;*;1;#¦FinalVolume;*;#]*[Surface weight;*;*;1¦Weight;*;1]/([Weighing;*;*;1¦Weight;*;1]*[Surface weight;*;*;1¦Surface Area;*;1])*[*;*;1;#¦Dilution Factor;Standard;#]*10
PFOA_PFOS_GC-CI-MS_0.5µgm² | 1 | F | 8:2 FTOH | Standard area related | 1 | Numeric (Calc) | 1 | Y | N |  | [sigfig;2] |  | µg/m² |  |  |  |  | [*;*;R;#¦#;Raw Value;#]*[*;*;1;#¦FinalVolume;*;#]*[Surface weight;*;*;1¦Weight;*;1]/([Weighing;*;*;1¦Weight;*;1]*[Surface weight;*;*;1¦Surface Area;*;1])*[*;*;1;#¦Dilution Factor;Standard;#]*10
PFOA_PFOS_GC-CI-MS_0.5µgm² | 1 | F | 10:2 FTOH | Standard area related | 1 | Numeric (Calc) | 1 | Y | N |  | [sigfig;2] |  | µg/m² |  |  |  |  | [*;*;R;#¦#;Raw Value;#]*[*;*;1;#¦FinalVolume;*;#]*[Surface weight;*;*;1¦Weight;*;1]/([Weighing;*;*;1¦Weight;*;1]*[Surface weight;*;*;1¦Surface Area;*;1])*[*;*;1;#¦Dilution Factor;Standard;#]*10
PFOA_PFOS_LC-MSMS_0.5µgm² | 1 | F | 8:2 FTS | Standard area related | 1 | Numeric (Calc) | 1 | Y | N |  | [sigfig;2] |  | µg/m² |  |  |  |  | [*;*;R;#¦#;Raw Value;#]*[*;*;1;#¦FinalVolume;*;#]*[Surface weight;*;*;1¦Weight;*;1]/([Weighing;*;*;1¦Weight;*;1]*[Surface weight;*;*;1¦Surface Area;*;1])*[*;*;1;#¦Dilution Factor;Standard;#]*10
PFOA_PFOS_LC-MSMS_0.5µgm² | 1 | F | 8:2 FTA | Standard area related | 1 | Numeric (Calc) | 1 | Y | N |  | [sigfig;2] |  | µg/m² |  |  |  |  | [*;*;R;#¦#;Raw Value;#]*[*;*;1;#¦FinalVolume;*;#]*[Surface weight;*;*;1¦Weight;*;1]/([Weighing;*;*;1¦Weight;*;1]*[Surface weight;*;*;1¦Surface Area;*;1])*[*;*;1;#¦Dilution Factor;Standard;#]*10
PFOA_PFOS_LC-MSMS_0.5µgm² | 1 | F | 8:2 FTMA | Standard area related | 1 | Numeric (Calc) | 1 | Y | N |  | [sigfig;2] |  | µg/m² |  |  |  |  | [*;*;R;#¦#;Raw Value;#]*[*;*;1;#¦FinalVolume;*;#]*[Surface weight;*;*;1¦Weight;*;1]/([Weighing;*;*;1¦Weight;*;1]*[Surface weight;*;*;1¦Surface Area;*;1])*[*;*;1;#¦Dilution Factor;Standard;#]*10
PFOA_PFOS_LC-MSMS_0.5µgm² | 1 | F | PFNA | Standard area related | 1 | Numeric (Calc) | 1 | Y | N |  | [sigfig;2] |  | µg/m² |  |  |  |  | [*;*;R;#¦#;Raw Value;#]*[*;*;1;#¦FinalVolume;*;#]*[Surface weight;*;*;1¦Weight;*;1]/([Weighing;*;*;1¦Weight;*;1]*[Surface weight;*;*;1¦Surface Area;*;1])*[*;*;1;#¦Dilution Factor;Standard;#]*10
PFOA_PFOS_LC-MSMS_0.5µgm² | 1 | F | PFBS | Standard area related | 1 | Numeric (Calc) | 1 | Y | N |  | [sigfig;2] |  | µg/m² |  |  |  |  | [*;*;R;#¦#;Raw Value;#]*[*;*;1;#¦FinalVolume;*;#]*[Surface weight;*;*;1¦Weight;*;1]/([Weighing;*;*;1¦Weight;*;1]*[Surface weight;*;*;1¦Surface Area;*;1])*[*;*;1;#¦Dilution Factor;Standard;#]*10
PFOA_PFOS_LC-MSMS_0.5µgm² | 1 | F | PFUdA | Standard area related | 1 | Numeric (Calc) | 1 | Y | N |  | [sigfig;2] |  | µg/m² |  |  |  |  | [*;*;R;#¦#;Raw Value;#]*[*;*;1;#¦FinalVolume;*;#]*[Surface weight;*;*;1¦Weight;*;1]/([Weighing;*;*;1¦Weight;*;1]*[Surface weight;*;*;1¦Surface Area;*;1])*[*;*;1;#¦Dilution Factor;Standard;#]*10
PFOA_PFOS_LC-MSMS_0.5µgm² | 1 | F | PFDoA | Standard area related | 1 | Numeric (Calc) | 1 | Y | N |  | [sigfig;2] |  | µg/m² |  |  |  |  | [*;*;R;#¦#;Raw Value;#]*[*;*;1;#¦FinalVolume;*;#]*[Surface weight;*;*;1¦Weight;*;1]/([Weighing;*;*;1¦Weight;*;1]*[Surface weight;*;*;1¦Surface Area;*;1])*[*;*;1;#¦Dilution Factor;Standard;#]*10
PFOA_PFOS_LC-MSMS_0.5µgm² | 1 | F | PFTrDA | Standard area related | 1 | Numeric (Calc) | 1 | Y | N |  | [sigfig;2] |  | µg/m² |  |  |  |  | [*;*;R;#¦#;Raw Value;#]*[*;*;1;#¦FinalVolume;*;#]*[Surface weight;*;*;1¦Weight;*;1]/([Weighing;*;*;1¦Weight;*;1]*[Surface weight;*;*;1¦Surface Area;*;1])*[*;*;1;#¦Dilution Factor;Standard;#]*10
PFOA_PFOS_LC-MSMS_0.5µgm² | 1 | F | PFTeDA | Standard area related | 1 | Numeric (Calc) | 1 | Y | N |  | [sigfig;2] |  | µg/m² |  |  |  |  | [*;*;R;#¦#;Raw Value;#]*[*;*;1;#¦FinalVolume;*;#]*[Surface weight;*;*;1¦Weight;*;1]/([Weighing;*;*;1¦Weight;*;1]*[Surface weight;*;*;1¦Surface Area;*;1])*[*;*;1;#¦Dilution Factor;Standard;#]*10
PFOA_PFOS_LC-MSMS_0.5µgm² | 1 | F | PFDA | Standard area related | 1 | Numeric (Calc) | 1 | Y | N |  | [sigfig;2] |  | µg/m² |  |  |  |  | [*;*;R;#¦#;Raw Value;#]*[*;*;1;#¦FinalVolume;*;#]*[Surface weight;*;*;1¦Weight;*;1]/([Weighing;*;*;1¦Weight;*;1]*[Surface weight;*;*;1¦Surface Area;*;1])*[*;*;1;#¦Dilution Factor;Standard;#]*10
PFOA_PFOS_LC-MSMS_0.5µgm² | 1 | F | PFHxS | Standard area related | 1 | Numeric (Calc) | 1 | Y | N |  | [sigfig;2] |  | µg/m² |  |  |  |  | [*;*;R;#¦#;Raw Value;#]*[*;*;1;#¦FinalVolume;*;#]*[Surface weight;*;*;1¦Weight;*;1]/([Weighing;*;*;1¦Weight;*;1]*[Surface weight;*;*;1¦Surface Area;*;1])*[*;*;1;#¦Dilution Factor;Standard;#]*10
PFOA_PFOS_LC-MSMS_0.5µgm² | 1 | F | PFHxA | Standard area related | 1 | Numeric (Calc) | 1 | Y | N |  | [sigfig;2] |  | µg/m² |  |  |  |  | [*;*;R;#¦#;Raw Value;#]*[*;*;1;#¦FinalVolume;*;#]*[Surface weight;*;*;1¦Weight;*;1]/([Weighing;*;*;1¦Weight;*;1]*[Surface weight;*;*;1¦Surface Area;*;1])*[*;*;1;#¦Dilution Factor;Standard;#]*10
PFOA_PFOS_LC-MSMS_0.5µgm² | 1 | F | PFHpA | Standard area related | 1 | Numeric (Calc) | 1 | Y | N |  | [sigfig;2] |  | µg/m² |  |  |  |  | [*;*;R;#¦#;Raw Value;#]*[*;*;1;#¦FinalVolume;*;#]*[Surface weight;*;*;1¦Weight;*;1]/([Weighing;*;*;1¦Weight;*;1]*[Surface weight;*;*;1¦Surface Area;*;1])*[*;*;1;#¦Dilution Factor;Standard;#]*10
PFOA_PFOS_LC-MSMS_0.5µgm² | 1 | F | Et-PFOA | Standard area related | 1 | Numeric (Calc) | 1 | Y | N |  | [sigfig;2] |  | µg/m² |  |  |  |  | [*;*;R;#¦#;Raw Value;#]*[*;*;1;#¦FinalVolume;*;#]*[Surface weight;*;*;1¦Weight;*;1]/([Weighing;*;*;1¦Weight;*;1]*[Surface weight;*;*;1¦Surface Area;*;1])*[*;*;1;#¦Dilution Factor;Standard;#]*10
PFOA_PFOS_LC-MSMS_0.5µgm² | 1 | F | Me-PFOA | Standard area related | 1 | Numeric (Calc) | 1 | Y | N |  | [sigfig;2] |  | µg/m² |  |  |  |  | [*;*;R;#¦#;Raw Value;#]*[*;*;1;#¦FinalVolume;*;#]*[Surface weight;*;*;1¦Weight;*;1]/([Weighing;*;*;1¦Weight;*;1]*[Surface weight;*;*;1¦Surface Area;*;1])*[*;*;1;#¦Dilution Factor;Standard;#]*10
PFOA_PFOS_LC-MSMS_0.5µgm² | 1 | F | POSF | Standard area related | 1 | Numeric (Calc) | 1 | Y | N |  | [sigfig;2] |  | µg/m² |  |  |  |  | [*;*;R;#¦#;Raw Value;#]*[*;*;1;#¦FinalVolume;*;#]*[Surface weight;*;*;1¦Weight;*;1]/([Weighing;*;*;1¦Weight;*;1]*[Surface weight;*;*;1¦Surface Area;*;1])*[*;*;1;#¦Dilution Factor;Standard;#]*10
PFOA_PFOS_LC-MSMS_0.5µgm² | 1 | F | PFOS | Standard area related | 1 | Numeric (Calc) | 1 | Y | N |  | [sigfig;2] |  | µg/m² |  |  |  |  | [*;*;R;#¦#;Raw Value;#]*[*;*;1;#¦FinalVolume;*;#]*[Surface weight;*;*;1¦Weight;*;1]/([Weighing;*;*;1¦Weight;*;1]*[Surface weight;*;*;1¦Surface Area;*;1])*[*;*;1;#¦Dilution Factor;Standard;#]*10
PFOA_PFOS_LC-MSMS_0.5µgm² | 1 | F | PFOSA | Standard area related | 1 | Numeric (Calc) | 1 | Y | N |  | [sigfig;2] |  | µg/m² |  |  |  |  | [*;*;R;#¦#;Raw Value;#]*[*;*;1;#¦FinalVolume;*;#]*[Surface weight;*;*;1¦Weight;*;1]/([Weighing;*;*;1¦Weight;*;1]*[Surface weight;*;*;1¦Surface Area;*;1])*[*;*;1;#¦Dilution Factor;Standard;#]*10
PFOA_PFOS_LC-MSMS_0.5µgm² | 1 | F | PFOA | Standard area related | 1 | Numeric (Calc) | 1 | Y | N |  | [sigfig;2] |  | µg/m² |  |  |  |  | [*;*;R;#¦#;Raw Value;#]*[*;*;1;#¦FinalVolume;*;#]*[Surface weight;*;*;1¦Weight;*;1]/([Weighing;*;*;1¦Weight;*;1]*[Surface weight;*;*;1¦Surface Area;*;1])*[*;*;1;#¦Dilution Factor;Standard;#]*10
Ni Release Coatings_ICP-MS_0.05µgcm²week | 1 | F | Nickel release Reading 1 | Standard | 1 | Numeric (Calc) | 1 | Y | N |  | [sigfig;2] |  | µg/cm²/week |  |  |  |  | case( [*;*;R;1¦Nickel release;Raw Value;#;ParamLimit_Status:Detection] when 1 then 0 else (([*;*;R;1¦Nickel release;Raw Value;#] - [AQC:MethodBlank;Previous¦*;*;R;max¦Nickel release;Raw Value;max]) * [*;*;*;1¦FinalVolume;*;#]*[*;*;1;1¦Dilution Factor;Sta
Ni Release Coatings_ICP-MS_0.05µgcm²week | 1 | F | Nickel release Reading 2 | Standard | 1 | Numeric (Calc) | 1 | Y | N |  | [sigfig;2] |  | µg/cm²/week |  |  |  |  | case( [*;*;R;2¦Nickel release;Raw Value;#;ParamLimit_Status:Detection] when 1 then 0 else (([*;*;R;2¦Nickel release;Raw Value;#] - [AQC:MethodBlank;Previous¦*;*;R;max¦Nickel release;Raw Value;max]) * [*;*;*;2¦FinalVolume;*;#]*[*;*;1;2¦Dilution Factor;Sta
Ni Release Coatings_ICP-MS_0.05µgcm²week | 1 | F | Nickel release Reading 3 | Standard | 1 | Numeric (Calc) | 1 | Y | N |  | [sigfig;2] |  | µg/cm²/week |  |  |  |  | case( [*;*;R;3¦Nickel release;Raw Value;#;ParamLimit_Status:Detection] when 1 then 0 else (([*;*;R;3¦Nickel release;Raw Value;#] - [AQC:MethodBlank;Previous¦*;*;R;max¦Nickel release;Raw Value;max]) * [*;*;*;3¦FinalVolume;*;#]*[*;*;1;3¦Dilution Factor;Sta
Ni Release Coatings_ICP-MS_0.05µgcm²week | 1 | F | Nickel release | Average | 1 | Numeric (Calc) | 1 | Y | N |  | [sigfig;2] |  | µg/cm²/week |  |  |  |  | $G{TLIMS.averagereprotablevalues(${*;Standard;*;(all)})}
Chromium VI -Ageing_UVVIS_3mgkg | 1 | F | Recovery | Standard | 1 | Numeric (Calc) | 1 | Y | N |  | [sigfig;2] |  | % |  |  |  |  | [AQC:Spike;Next¦*;*;R;max¦Cr VI;Raw Value;max] / ([#;*;R;#¦Cr VI;Raw Value;#] + 0.06) * 100
CrVI -Ageing_IC-PCR-UVVIS_3mgkg | 1 | F | Recovery | Standard | 1 | Numeric (Calc) | 1 | Y | N |  | [sigfig;2] |  | % |  |  |  |  | [AQC:Spike;Next¦*;*;R;max¦Cr VI;Raw Value;max] / ([#;*;R;#¦Cr VI;Raw Value;#] + 0.06) * 100
CrVI without ageing_UVVIS_3mgkg | 1 | F | Recovery | Standard | 1 | Numeric (Calc) | 1 | Y | N |  | [sigfig;2] |  | % |  |  |  |  | [AQC:Spike;Next¦*;*;R;max¦Cr VI;Raw Value;max] / ([#;*;R;#¦Cr VI;Raw Value;#] + 0.06) * 100
CrVI without ageing_IC-PCR-UVVIS_3mgkg | 1 | F | Recovery | Standard | 1 | Numeric (Calc) | 1 | Y | N |  | [sigfig;2] |  | % |  |  |  |  | [AQC:Spike;Next¦*;*;R;max¦Cr VI;Raw Value;max] / ([#;*;R;#¦Cr VI;Raw Value;#] + 0.06) * 100
CrVI-UV ageing-B02_UVVIS_3mgkg | 1 | F | Recovery | Standard | 1 | Numeric (Calc) | 1 | Y | N |  | [sigfig;2] |  | % |  |  |  |  | [AQC:Spike;Next¦*;*;R;max¦Cr VI;Raw Value;max] / ([#;*;R;#¦Cr VI;Raw Value;#] + 0.06) * 100
CrVI-UV ageing-ICPCR_IC-PCR-UVVIS_3mgkg | 1 | F | Recovery | Standard | 1 | Numeric (Calc) | 1 | Y | N |  | [sigfig;2] |  | % |  |  |  |  | [AQC:Spike;Next¦*;*;R;max¦Cr VI;Raw Value;max] / ([#;*;R;#¦Cr VI;Raw Value;#] + 0.06) * 100
pH - Textiles_pH-Meter | 1 | F | pH - Value | Standard | 1 | Numeric (Calc) | 1 | Y | N |  | 0.00 | [6 empty] | round( avg( [pH - Textiles_pH-Meter;*;R;*¦pH - Value;Raw Value;*])/5, 2 )*5
pH - Leather_pH-Meter | 1 | F | pH - Value | Standard | 1 | Numeric (Calc) | 1 | Y | N |  | 0.00 | [6 empty] | round( avg( [pH - Leather_pH-Meter;*;R;*¦pH - Value;Raw Value;*])/5, 2 )*5
pH - Leather_pH-Difference Figure | 1 | F | Difference Figure | Standard | 1 | Numeric (Calc) | 1 | Y | N |  | 0.00 |  | pH-Units |  |  |  |  | avg([pH - Leather_pH-Meter;*;R;*¦pH - Value;Raw Value;*]) - avg( [pH - Leather_pH-Meter DF;*;R;*¦pH - Value;*])
Lead Release-Saliva_ICP-MS_0.002µgcm²hr | 1 | F | Lead release Reading 1 | Standard | 1 | Numeric (Calc) | 1 | Y | N |  | [sigfig;2] |  | µg/cm²/hr |  |  |  |  | case( [*;*;R;1¦Lead release;Raw Value;#;ParamLimit_Status:Detection] when 1 then 0 else (([*;*;R;1¦Lead release;Raw Value;#] - [AQC:MethodBlank;Previous¦*;*;R;max¦Lead release;Raw Value;max]) * [*;*;*;1¦FinalVolume;*;#]*[*;*;1;1¦Dilution Factor;Standard;#]/([Surface area;*;*;1¦Surface Area;*;1]*1000)))
Lead Release-Saliva_ICP-MS_0.002µgcm²hr | 1 | F | Lead release Reading 2 | Standard | 1 | Numeric (Calc) | 1 | Y | N |  | [sigfig;2] |  | µg/cm²/hr |  |  |  |  | case( [*;*;R;2¦Lead release;Raw Value;#;ParamLimit_Status:Detection] when 1 then 0 else (([*;*;R;2¦Lead release;Raw Value;#] - [AQC:MethodBlank;Previous¦*;*;R;max¦Lead release;Raw Value;max]) * [*;*;*;2¦FinalVolume;*;#]*[*;*;1;2¦Dilution Factor;Standard;#]/([Surface area;*;*;2¦Surface Area;*;1]*1000)))
Lead Release-Saliva_ICP-MS_0.002µgcm²hr | 1 | F | Lead release Reading 3 | Standard | 1 | Numeric (Calc) | 1 | Y | N |  | [sigfig;2] |  | µg/cm²/hr |  |  |  |  | case( [*;*;R;3¦Lead release;Raw Value;#;ParamLimit_Status:Detection] when 1 then 0 else (([*;*;R;3¦Lead release;Raw Value;#] - [AQC:MethodBlank;Previous¦*;*;R;max¦Lead release;Raw Value;max]) * [*;*;*;3¦FinalVolume;*;#]*[*;*;1;3¦Dilution Factor;Standard;#]/([Surface area;*;*;3¦Surface Area;*;1]*1000)))
Lead Release-Saliva_ICP-MS_0.002µgcm²hr | 1 | F | Lead release | Average | 1 | Numeric (Calc) | 1 | Y | N |  | [sigfig;2] |  | µg/cm²/hr |  |  |  |  | $G{TLIMS.averagereprotablevalues(${*;Standard;*;(all)})}
RoHS-CrVI-coat_UVVIS_0.1µgcm² | 1 | F | Cr VI | Standard | 1 | Numeric (Calc) | 1 | Y | N |  | [sigfig;2] |  | µg/cm² |  |  |  |  | [*;*;R;#¦#;Raw Value;#]*[*;*;*;1¦FinalVolume;*;1]/[*;*;*;1¦Surface Area;*;1]*[*;*;1;#¦Dilution Factor;Standard;#]
Odour | 1 | F | Odour | Standard | 1 | Numeric (Calc) | 1 | Y | N | [8 empty] | $G{TLIMS.AverageTextNumbers(${Odour;*;R;*¦Odour;Raw Value;*})}
Nickel Spot test | 1 | F | Ni | Standard | 1 | Validated Reference | 1 | Y | N | [7 empty] | PN_list
Nickel Spot test | 1 | E | Ni | Standard | 1 | Validated Reference | 1 | Y | N | [7 empty] | PN_list
Odour | 1 | R | Odour | Raw Value | 2 | Validated Reference | 5 | Y | N | [7 empty] | odour_list
Final Volume 2 ml | 1 | 1 | FinalVolume | Standard | 1 | Numeric | 1 | Y | N | 2 |  |  | ml
Final Volume 2 ml | 1 | 1 | Dilution Factor | Standard | 1 | Numeric | 1 | Y | N | 1
Final Volume 5 ml | 1 | 1 | FinalVolume | Standard | 1 | Numeric | 1 | Y | N | 5 |  |  | ml
Final Volume 5 ml | 1 | 1 | Dilution Factor | Standard | 1 | Numeric | 1 | Y | N | 1
Final Volume 7.5 ml | 1 | 1 | FinalVolume | Standard | 1 | Numeric | 1 | Y | N | 7.5 |  |  | ml
Final Volume 7.5 ml | 1 | 1 | Dilution Factor | Standard | 1 | Numeric | 1 | Y | N | 1
Final Volume 10 ml | 1 | 1 | FinalVolume | Standard | 1 | Numeric | 1 | Y | N | 10 |  |  | ml
Final Volume 10 ml | 1 | 1 | Dilution Factor | Standard | 1 | Numeric | 1 | Y | N | 1
Final Volume 15 ml | 1 | 1 | FinalVolume | Standard | 1 | Numeric | 1 | Y | N | 15 |  |  | ml
Final Volume 15 ml | 1 | 1 | Dilution Factor | Standard | 1 | Numeric | 1 | Y | N | 1
Final Volume 20 ml | 1 | 1 | FinalVolume | Standard | 1 | Numeric | 1 | Y | N | 20 |  |  | ml
Final Volume 20 ml | 1 | 1 | Dilution Factor | Standard | 1 | Numeric | 1 | Y | N | 1
Final Volume 50 ml | 1 | 1 | FinalVolume | Standard | 1 | Numeric | 1 | Y | N | 50 |  |  | ml
Final Volume 50 ml | 1 | 1 | Dilution Factor | Standard | 1 | Numeric | 1 | Y | N | 1
Final Volume 100 ml | 1 | 1 | FinalVolume | Standard | 1 | Numeric | 1 | Y | N | 100 |  |  | ml
Final Volume 100 ml | 1 | 1 | Dilution Factor | Standard | 1 | Numeric | 1 | Y | N | 1
pH - Textiles_pH-Meter | 1 | R | pH - Value | Raw Value | 1 | Numeric | 1 | Y | N |  | 0.00 | [8 empty] | pH - Value_Conc
pH - Leather_pH-Meter | 1 | R | pH - Value | Raw Value | 1 | Numeric | 1 | Y | N |  | 0.00 | [8 empty] | pH - Value_Conc
pH - Leather_pH-Meter DF | 1 | R | pH - Value | Raw Value | 1 | Numeric | 1 | Y | N |  | 0.00 |  | pH-Units | [6 empty] | pH - Value_Conc
HCHO Release-Wood_UV-VIS_0.1mgl_XMN | 1 | R | Formaldehyde | Raw Value | 1 | Numeric | 1 | Y | N |  | 0.0000 |  | mg/ml | [6 empty] | Formaldehyde_Conc
Chlorinated Phenols_GC-MS_0.01mgl_XMN | 1 | R | 2,4,5-Trichlorophenol | Raw Value | 2 | Numeric | 1 | Y | N |  | 0.0000 |  | µg/ml | [6 empty] | 2,4,5-Trichlorophenol_Conc
Chlorinated Phenols_GC-MS_0.01mgl_XMN | 1 | R | 2,4,6-Trichlorophenol | Raw Value | 2 | Numeric | 1 | Y | N |  | 0.0000 |  | µg/ml | [6 empty] | 2,4,6-Trichlorophenol_Conc
Chlorinated Phenols_GC-MS_0.01mgl_XMN | 1 | R | 2,3,4-Trichlorophenol | Raw Value | 2 | Numeric | 1 | Y | N |  | 0.0000 |  | µg/ml | [6 empty] | 2,3,4-Trichlorophenol_Conc
Chlorinated Phenols_GC-MS_0.01mgl_XMN | 1 | R | 2,3,5-Trichlorophenol | Raw Value | 2 | Numeric | 1 | Y | N |  | 0.0000 |  | µg/ml | [6 empty] | 2,3,5-Trichlorophenol_Conc
Chlorinated Phenols_GC-MS_0.01mgl_XMN | 1 | R | 2,3,6-Trichlorophenol | Raw Value | 2 | Numeric | 1 | Y | N |  | 0.0000 |  | µg/ml | [6 empty] | 2,3,6-Trichlorophenol_Conc
Chlorinated Phenols_GC-MS_0.01mgl_XMN | 1 | R | 3,4,5-Trichlorophenol | Raw Value | 2 | Numeric | 1 | Y | N |  | 0.0000 |  | µg/ml | [6 empty] | 3,4,5-Trichlorophenol_Conc
Chlorinated Phenols_GC-MS_0.01mgl_XMN | 1 | R | 2,3,5,6-Tetrachlorophenol | Raw Value | 2 | Numeric | 1 | Y | N |  | 0.0000 |  | µg/ml | [6 empty] | 2,3,5,6-Tetrachlorophenol_Conc
Chlorinated Phenols_GC-MS_0.01mgl_XMN | 1 | R | 2,3,4,6-Tetrachlorophenol | Raw Value | 2 | Numeric | 1 | Y | N |  | 0.0000 |  | µg/ml | [6 empty] | 2,3,4,6-Tetrachlorophenol_Conc
Chlorinated Phenols_GC-MS_0.01mgl_XMN | 1 | R | 2,3,4,5-Tetrachlorophenol | Raw Value | 2 | Numeric | 1 | Y | N |  | 0.0000 |  | µg/ml | [6 empty] | 2,3,4,5-Tetrachlorophenol_Conc
Chlorinated Phenols_GC-MS_0.01mgl_XMN | 1 | R | Pentachlorophenol | Raw Value | 2 | Numeric | 1 | Y | N |  | 0.0000 |  | µg/ml | [6 empty] | Pentachlorophenol_Conc
Chlorinated Phenols_GC-MS_0.01mgl_XMN | 1 | R | o-Phenylphenol | Raw Value | 2 | Numeric | 1 | Y | N |  | 0.0000 |  | µg/ml | [6 empty] | o-Phenylphenol_Conc
Chlorinated Phenols_GC-MS_0.01mgl_XMN | 1 | R | 2-Chlorophenol | Raw Value | 2 | Numeric | 1 | Y | N |  | 0.0000 |  | µg/ml | [6 empty] | 2-Chlorophenol_Conc
Chlorinated Phenols_GC-MS_0.01mgl_XMN | 1 | R | 3-Chlorophenol | Raw Value | 2 | Numeric | 1 | Y | N |  | 0.0000 |  | µg/ml | [6 empty] | 3-Chlorophenol_Conc
Chlorinated Phenols_GC-MS_0.01mgl_XMN | 1 | R | 4-Chlorophenol | Raw Value | 2 | Numeric | 1 | Y | N |  | 0.0000 |  | µg/ml | [6 empty] | 4-Chlorophenol_Conc
Chlorinated Phenols_GC-MS_0.01mgl_XMN | 1 | R | 2,3-Dichlorophenol | Raw Value | 2 | Numeric | 1 | Y | N |  | 0.0000 |  | µg/ml | [6 empty] | 2,3-Dichlorophenol_Conc
Chlorinated Phenols_GC-MS_0.01mgl_XMN | 1 | R | 2,4-Dichlorophenol | Raw Value | 2 | Numeric | 1 | Y | N |  | 0.0000 |  | µg/ml | [6 empty] | 2,4-Dichlorophenol_Conc
Chlorinated Phenols_GC-MS_0.01mgl_XMN | 1 | R | 2,5-Dichlorophenol | Raw Value | 2 | Numeric | 1 | Y | N |  | 0.0000 |  | µg/ml | [6 empty] | 2,5-Dichlorophenol_Conc
Chlorinated Phenols_GC-MS_0.01mgl_XMN | 1 | R | 2,6-Dichlorophenol | Raw Value | 2 | Numeric | 1 | Y | N |  | 0.0000 |  | µg/ml | [6 empty] | 2,6-Dichlorophenol_Conc
Chlorinated Phenols_GC-MS_0.01mgl_XMN | 1 | R | 3,4-Dichlorophenol | Raw Value | 2 | Numeric | 1 | Y | N |  | 0.0000 |  | µg/ml | [6 empty] | 3,4-Dichlorophenol_Conc
Chlorinated Phenols_GC-MS_0.01mgl_XMN | 1 | R | 2,4- and 2,5-Dichlorophenol (Sum) | Raw Value | 2 | Numeric | 1 | Y | N |  | 0.0000 |  | µg/ml | [6 empty] | 2,4- and 2,5-Dichlorophenol (Sum)_Conc
Chlorinated Phenols_GC-MS_0.01mgl_XMN | 1 | R | 3,5-Dichlorophenol | Raw Value | 2 | Numeric | 1 | Y | N |  | 0.0000 |  | µg/ml | [6 empty] | 3,5-Dichlorophenol_Conc
HCHO Content-Leather_LC-DAD_0.1mgl_XMN | 1 | R | Formaldehyde | Raw Value | 2 | Numeric | 1 | Y | N |  | 0.0000 |  | µg/ml | [6 empty] | Formaldehyde_Conc
HCHO Content-Textile_UV-VIS_0.1mgl_XMN | 1 | R | Formaldehyde | Raw Value | 2 | Numeric | 1 | Y | N |  | 0.0000 |  | µg/ml | [6 empty] | Formaldehyde_Conc
NMP leather_GC-MS_1mgl_XMN | 1 | R | 1-Methyl-2-pyrrolidone | Raw Value | 2 | Numeric | 1 | Y | N |  | 0.0000 |  | µg/ml | [6 empty] | 1-Methyl-2-pyrrolidone_Conc
VOC upto 15_GC-MS_1µg_XMN | 1 | R | Tetrachloroethane | Raw Value | 2 | Numeric | 1 | Y | N |  | 0.0000 |  | µg | [6 empty] | Tetrachloroethane_Conc
VOC upto 15_GC-MS_1µg_XMN | 1 | R | Trichloromethane | Raw Value | 2 | Numeric | 1 | Y | N |  | 0.0000 |  | µg | [6 empty] | Trichloromethane_Conc
VOC upto 15_GC-MS_1µg_XMN | 1 | R | Dichloromethane | Raw Value | 2 | Numeric | 1 | Y | N |  | 0.0000 |  | µg | [6 empty] | Dichloromethane_Conc
VOC upto 15_GC-MS_1µg_XMN | 1 | R | Tetrachloroethylene | Raw Value | 2 | Numeric | 1 | Y | N |  | 0.0000 |  | µg | [6 empty] | Tetrachloroethylene_Conc
VOC upto 15_GC-MS_1µg_XMN | 1 | R | Trichloroethylene | Raw Value | 2 | Numeric | 1 | Y | N |  | 0.0000 |  | µg | [6 empty] | Trichloroethylene_Conc
VOC upto 15_GC-MS_1µg_XMN | 1 | R | Toluene | Raw Value | 2 | Numeric | 1 | Y | N |  | 0.0000 |  | µg | [6 empty] | Toluene_Conc
VOC upto 15_GC-MS_1µg_XMN | 1 | R | o-Xylene | Raw Value | 2 | Numeric | 1 | Y | N |  | 0.0000 |  | µg | [6 empty] | o-Xylene_Conc
VOC upto 15_GC-MS_1µg_XMN | 1 | R | m-Xylene | Raw Value | 2 | Numeric | 1 | Y | N |  | 0.0000 |  | µg | [6 empty] | m-Xylene_Conc
VOC upto 15_GC-MS_1µg_XMN | 1 | R | p-Xylene | Raw Value | 2 | Numeric | 1 | Y | N |  | 0.0000 |  | µg | [6 empty] | p-Xylene_Conc
VOC upto 15_GC-MS_1µg_XMN | 1 | R | 3-Methylphenol | Raw Value | 2 | Numeric | 1 | Y | N |  | 0.0000 |  | µg | [6 empty] | 3-Methylphenol_Conc
VOC upto 15_GC-MS_1µg_XMN | 1 | R | Dimethylformamide | Raw Value | 2 | Numeric | 1 | Y | N |  | 0.0000 |  | µg | [6 empty] | Dimethylformamide_Conc
VOC upto 15_GC-MS_1µg_XMN | 1 | R | Cyclohexane | Raw Value | 2 | Numeric | 1 | Y | N |  | 0.0000 |  | µg | [6 empty] | Cyclohexane_Conc
VOC upto 15_GC-MS_1µg_XMN | 1 | R | Tetrahydrofuran | Raw Value | 2 | Numeric | 1 | Y | N |  | 0.0000 |  | µg | [6 empty] | Tetrahydrofuran_Conc
VOC upto 15_GC-MS_1µg_XMN | 1 | R | Phenol | Raw Value | 2 | Numeric | 1 | Y | N |  | 0.0000 |  | µg | [6 empty] | Phenol_Conc
VOC upto 15_GC-MS_1µg_XMN | 1 | R | Benzene | Raw Value | 2 | Numeric | 1 | Y | N |  | 0.0000 |  | µg | [6 empty] | Benzene_Conc
VOC upto 15_GC-MS_1µg_XMN | 1 | R | 1,1,1-Trichloroethane | Raw Value | 2 | Numeric | 1 | Y | N |  | 0.0000 |  | µg | [6 empty] | 1,1,1-Trichloroethane_Conc
VOC upto 15_GC-MS_1µg_XMN | 1 | R | Acetone | Raw Value | 2 | Numeric | 1 | Y | N |  | 0.0000 |  | µg | [6 empty] | Acetone_Conc
VOC upto 15_GC-MS_1µg_XMN | 1 | R | Cyclohexanone | Raw Value | 2 | Numeric | 1 | Y | N |  | 0.0000 |  | µg | [6 empty] | Cyclohexanone_Conc
VOC upto 15_GC-MS_1µg_XMN | 1 | R | Ethyl acetate | Raw Value | 2 | Numeric | 1 | Y | N |  | 0.0000 |  | µg | [6 empty] | Ethyl acetate_Conc
VOC upto 15_GC-MS_1µg_XMN | 1 | R | Isophorone | Raw Value | 2 | Numeric | 1 | Y | N |  | 0.0000 |  | µg | [6 empty] | Isophorone_Conc
VOC upto 15_GC-MS_1µg_XMN | 1 | R | Butanone | Raw Value | 2 | Numeric | 1 | Y | N |  | 0.0000 |  | µg | [6 empty] | Butanone_Conc
VOC upto 15_GC-MS_1µg_XMN | 1 | R | White Spirit | Raw Value | 2 | Numeric | 1 | Y | N |  | 0.0000 |  | µg | [6 empty] | White Spirit_Conc
VOC upto 15_GC-MS_1µg_XMN | 1 | R | Formamide | Raw Value | 2 | Numeric | 1 | Y | N |  | 0.0000 |  | µg | [6 empty] | Formamide_Conc
VOC upto 15_GC-MS_1µg_XMN | 1 | R | 2-Phenyl-2-propanol | Raw Value | 2 | Numeric | 1 | Y | N |  | 0.0000 |  | µg | [6 empty] | 2-Phenyl-2-propanol_Conc
VOC upto 15_GC-MS_1µg_XMN | 1 | R | Acetophenone | Raw Value | 2 | Numeric | 1 | Y | N |  | 0.0000 |  | µg | [6 empty] | Acetophenone_Conc
VOC upto 15_GC-MS_1µg_XMN | 1 | R | Dimethylacetamide | Raw Value | 2 | Numeric | 1 | Y | N |  | 0.0000 |  | µg | [6 empty] | Dimethylacetamide_Conc
VOC upto 15_GC-MS_1µg_XMN | 1 | R | 1-Methyl-2-pyrrolidone | Raw Value | 2 | Numeric | 1 | Y | N |  | 0.0000 |  | µg | [6 empty] | 1-Methyl-2-pyrrolidone_Conc
VOC upto 15_GC-MS_1µg_XMN | 1 | R | Bis(2-methoxyethyl) ether | Raw Value | 2 | Numeric | 1 | Y | N |  | 0.0000 |  | µg | [6 empty] | Bis(2-methoxyethyl) ether_Conc
VOC upto 15_GC-MS_1µg_XMN | 1 | R | Ethylbenzene | Raw Value | 2 | Numeric | 1 | Y | N |  | 0.0000 |  | µg | [6 empty] | Ethylbenzene_Conc
VOC upto 15_GC-MS_1µg_XMN | 1 | R | Naphthalene | Raw Value | 2 | Numeric | 1 | Y | N |  | 0.0000 |  | µg | [6 empty] | Naphthalene_Conc
VOC upto 15_GC-MS_1µg_XMN | 1 | R | 1,1,1,2-Tetrachloroethane | Raw Value | 2 | Numeric | 1 | Y | N |  | 0.0000 |  | µg | [6 empty] | 1,1,1,2-Tetrachloroethane_Conc
VOC upto 15_GC-MS_1µg_XMN | 1 | R | 2-Methylphenol | Raw Value | 2 | Numeric | 1 | Y | N |  | 0.0000 |  | µg | [6 empty] | 2-Methylphenol_Conc
VOC upto 15_GC-MS_1µg_XMN | 1 | R | 4-Methylphenol | Raw Value | 2 | Numeric | 1 | Y | N |  | 0.0000 |  | µg | [6 empty] | 4-Methylphenol_Conc
VOC upto 15_GC-MS_1µg_XMN | 1 | R | Styrene | Raw Value | 2 | Numeric | 1 | Y | N |  | 0.0000 |  | µg | [6 empty] | Styrene_Conc
VOC upto 15_GC-MS_1µg_XMN | 1 | R | Carbon Disulphide | Raw Value | 2 | Numeric | 1 | Y | N |  | 0.0000 |  | µg | [6 empty] | Carbon Disulphide_Conc
VOC upto 15_GC-MS_1µg_XMN | 1 | R | 1,1,2-Trichloroethane | Raw Value | 2 | Numeric | 1 | Y | N |  | 0.0000 |  | µg | [6 empty] | 1,1,2-Trichloroethane_Conc
VOC upto 15_GC-MS_1µg_XMN | 1 | R | Hexachloroethane | Raw Value | 2 | Numeric | 1 | Y | N |  | 0.0000 |  | µg | [6 empty] | Hexachloroethane_Conc
VOC upto 15_GC-MS_1µg_XMN | 1 | R | Aliphatic alkanes | Raw Value | 2 | Numeric | 1 | Y | N |  | 0.0000 |  | µg | [6 empty] | Aliphatic alkanes_Conc
VOC upto 15_GC-MS_1µg_XMN | 1 | R | 1,1-Dichloroethene | Raw Value | 2 | Numeric | 1 | Y | N |  | 0.0000 |  | µg | [6 empty] | 1,1-Dichloroethene_Conc
VOC upto 15_GC-MS_1µg_XMN | 1 | R | 1,2-Dichloroethane | Raw Value | 2 | Numeric | 1 | Y | N |  | 0.0000 |  | µg | [6 empty] | 1,2-Dichloroethane_Conc
VOC upto 15_GC-MS_1µg_XMN | 1 | R | 1,2,3-Trichlorpropane | Raw Value | 2 | Numeric | 1 | Y | N |  | 0.0000 |  | µg | [6 empty] | 1,2,3-Trichlorpropane_Conc
VOC upto 15_GC-MS_1µg_XMN | 1 | R | 2-(2-Methoxyethoxy)ethanol | Raw Value | 2 | Numeric | 1 | Y | N |  | 0.0000 |  | µg | [6 empty] | 2-(2-Methoxyethoxy)ethanol_Conc
VOC upto 15_GC-MS_1µg_XMN | 1 | R | 2-Methoxyethyl acetate | Raw Value | 2 | Numeric | 1 | Y | N |  | 0.0000 |  | µg | [6 empty] | 2-Methoxyethyl acetate_Conc
VOC upto 15_GC-MS_1µg_XMN | 1 | R | 2-Methoxypropyl acetate | Raw Value | 2 | Numeric | 1 | Y | N |  | 0.0000 |  | µg | [6 empty] | 2-Methoxypropyl acetate_Conc
VOC upto 15_GC-MS_1µg_XMN | 1 | R | Methanol | Raw Value | 2 | Numeric | 1 | Y | N |  | 0.0000 |  | µg | [6 empty] | Methanol_Conc
VOC upto 15_GC-MS_1µg_XMN | 1 | R | 1,3,5-Trimethylbenzene | Raw Value | 2 | Numeric | 1 | Y | N |  | 0.0000 |  | µg | [6 empty] | 1,3,5-Trimethylbenzene_Conc
VOC upto 15_GC-MS_1µg_XMN | 1 | R | n-Hexane | Raw Value | 2 | Numeric | 1 | Y | N |  | 0.0000 |  | µg | [6 empty] | n-Hexane_Conc
VOC >15_GC-MS_1µg_XMN | 1 | R | Tetrachloroethane | Raw Value | 2 | Numeric | 1 | Y | N |  | 0.0000 |  | µg | [6 empty] | Tetrachloroethane_Conc
VOC >15_GC-MS_1µg_XMN | 1 | R | Trichloromethane | Raw Value | 2 | Numeric | 1 | Y | N |  | 0.0000 |  | µg | [6 empty] | Trichloromethane_Conc
VOC >15_GC-MS_1µg_XMN | 1 | R | Dichloromethane | Raw Value | 2 | Numeric | 1 | Y | N |  | 0.0000 |  | µg | [6 empty] | Dichloromethane_Conc
VOC >15_GC-MS_1µg_XMN | 1 | R | Tetrachloroethylene | Raw Value | 2 | Numeric | 1 | Y | N |  | 0.0000 |  | µg | [6 empty] | Tetrachloroethylene_Conc
VOC >15_GC-MS_1µg_XMN | 1 | R | Trichloroethylene | Raw Value | 2 | Numeric | 1 | Y | N |  | 0.0000 |  | µg | [6 empty] | Trichloroethylene_Conc
VOC >15_GC-MS_1µg_XMN | 1 | R | Toluene | Raw Value | 2 | Numeric | 1 | Y | N |  | 0.0000 |  | µg | [6 empty] | Toluene_Conc
VOC >15_GC-MS_1µg_XMN | 1 | R | o-Xylene | Raw Value | 2 | Numeric | 1 | Y | N |  | 0.0000 |  | µg | [6 empty] | o-Xylene_Conc
VOC >15_GC-MS_1µg_XMN | 1 | R | m-Xylene | Raw Value | 2 | Numeric | 1 | Y | N |  | 0.0000 |  | µg | [6 empty] | m-Xylene_Conc
VOC >15_GC-MS_1µg_XMN | 1 | R | p-Xylene | Raw Value | 2 | Numeric | 1 | Y | N |  | 0.0000 |  | µg | [6 empty] | p-Xylene_Conc
VOC >15_GC-MS_1µg_XMN | 1 | R | 3-Methylphenol | Raw Value | 2 | Numeric | 1 | Y | N |  | 0.0000 |  | µg | [6 empty] | 3-Methylphenol_Conc
VOC >15_GC-MS_1µg_XMN | 1 | R | Dimethylformamide | Raw Value | 2 | Numeric | 1 | Y | N |  | 0.0000 |  | µg | [6 empty] | Dimethylformamide_Conc
VOC >15_GC-MS_1µg_XMN | 1 | R | Cyclohexane | Raw Value | 2 | Numeric | 1 | Y | N |  | 0.0000 |  | µg | [6 empty] | Cyclohexane_Conc
VOC >15_GC-MS_1µg_XMN | 1 | R | Tetrahydrofuran | Raw Value | 2 | Numeric | 1 | Y | N |  | 0.0000 |  | µg | [6 empty] | Tetrahydrofuran_Conc
VOC >15_GC-MS_1µg_XMN | 1 | R | Phenol | Raw Value | 2 | Numeric | 1 | Y | N |  | 0.0000 |  | µg | [6 empty] | Phenol_Conc
VOC >15_GC-MS_1µg_XMN | 1 | R | Benzene | Raw Value | 2 | Numeric | 1 | Y | N |  | 0.0000 |  | µg | [6 empty] | Benzene_Conc
VOC >15_GC-MS_1µg_XMN | 1 | R | 1,1,1-Trichloroethane | Raw Value | 2 | Numeric | 1 | Y | N |  | 0.0000 |  | µg | [6 empty] | 1,1,1-Trichloroethane_Conc
VOC >15_GC-MS_1µg_XMN | 1 | R | Acetone | Raw Value | 2 | Numeric | 1 | Y | N |  | 0.0000 |  | µg | [6 empty] | Acetone_Conc
VOC >15_GC-MS_1µg_XMN | 1 | R | Cyclohexanone | Raw Value | 2 | Numeric | 1 | Y | N |  | 0.0000 |  | µg | [6 empty] | Cyclohexanone_Conc
VOC >15_GC-MS_1µg_XMN | 1 | R | Ethyl acetate | Raw Value | 2 | Numeric | 1 | Y | N |  | 0.0000 |  | µg | [6 empty] | Ethyl acetate_Conc
VOC >15_GC-MS_1µg_XMN | 1 | R | Isophorone | Raw Value | 2 | Numeric | 1 | Y | N |  | 0.0000 |  | µg | [6 empty] | Isophorone_Conc
VOC >15_GC-MS_1µg_XMN | 1 | R | Butanone | Raw Value | 2 | Numeric | 1 | Y | N |  | 0.0000 |  | µg | [6 empty] | Butanone_Conc
VOC >15_GC-MS_1µg_XMN | 1 | R | White Spirit | Raw Value | 2 | Numeric | 1 | Y | N |  | 0.0000 |  | µg | [6 empty] | White Spirit_Conc
VOC >15_GC-MS_1µg_XMN | 1 | R | Formamide | Raw Value | 2 | Numeric | 1 | Y | N |  | 0.0000 |  | µg | [6 empty] | Formamide_Conc
VOC >15_GC-MS_1µg_XMN | 1 | R | 2-Phenyl-2-propanol | Raw Value | 2 | Numeric | 1 | Y | N |  | 0.0000 |  | µg | [6 empty] | 2-Phenyl-2-propanol_Conc
VOC >15_GC-MS_1µg_XMN | 1 | R | Acetophenone | Raw Value | 2 | Numeric | 1 | Y | N |  | 0.0000 |  | µg | [6 empty] | Acetophenone_Conc
VOC >15_GC-MS_1µg_XMN | 1 | R | Dimethylacetamide | Raw Value | 2 | Numeric | 1 | Y | N |  | 0.0000 |  | µg | [6 empty] | Dimethylacetamide_Conc
VOC >15_GC-MS_1µg_XMN | 1 | R | 1-Methyl-2-pyrrolidone | Raw Value | 2 | Numeric | 1 | Y | N |  | 0.0000 |  | µg | [6 empty] | 1-Methyl-2-pyrrolidone_Conc
VOC >15_GC-MS_1µg_XMN | 1 | R | Bis(2-methoxyethyl) ether | Raw Value | 2 | Numeric | 1 | Y | N |  | 0.0000 |  | µg | [6 empty] | Bis(2-methoxyethyl) ether_Conc
VOC >15_GC-MS_1µg_XMN | 1 | R | Ethylbenzene | Raw Value | 2 | Numeric | 1 | Y | N |  | 0.0000 |  | µg | [6 empty] | Ethylbenzene_Conc
VOC >15_GC-MS_1µg_XMN | 1 | R | Naphthalene | Raw Value | 2 | Numeric | 1 | Y | N |  | 0.0000 |  | µg | [6 empty] | Naphthalene_Conc
VOC >15_GC-MS_1µg_XMN | 1 | R | 1,1,1,2-Tetrachloroethane | Raw Value | 2 | Numeric | 1 | Y | N |  | 0.0000 |  | µg | [6 empty] | 1,1,1,2-Tetrachloroethane_Conc
VOC >15_GC-MS_1µg_XMN | 1 | R | 2-Methylphenol | Raw Value | 2 | Numeric | 1 | Y | N |  | 0.0000 |  | µg | [6 empty] | 2-Methylphenol_Conc
VOC >15_GC-MS_1µg_XMN | 1 | R | 4-Methylphenol | Raw Value | 2 | Numeric | 1 | Y | N |  | 0.0000 |  | µg | [6 empty] | 4-Methylphenol_Conc
VOC >15_GC-MS_1µg_XMN | 1 | R | Styrene | Raw Value | 2 | Numeric | 1 | Y | N |  | 0.0000 |  | µg | [6 empty] | Styrene_Conc
VOC >15_GC-MS_1µg_XMN | 1 | R | Carbon Disulphide | Raw Value | 2 | Numeric | 1 | Y | N |  | 0.0000 |  | µg | [6 empty] | Carbon Disulphide_Conc
VOC >15_GC-MS_1µg_XMN | 1 | R | 1,1,2-Trichloroethane | Raw Value | 2 | Numeric | 1 | Y | N |  | 0.0000 |  | µg | [6 empty] | 1,1,2-Trichloroethane_Conc
VOC >15_GC-MS_1µg_XMN | 1 | R | Hexachloroethane | Raw Value | 2 | Numeric | 1 | Y | N |  | 0.0000 |  | µg | [6 empty] | Hexachloroethane_Conc
VOC >15_GC-MS_1µg_XMN | 1 | R | Aliphatic alkanes | Raw Value | 2 | Numeric | 1 | Y | N |  | 0.0000 |  | µg | [6 empty] | Aliphatic alkanes_Conc
VOC >15_GC-MS_1µg_XMN | 1 | R | 1,1-Dichloroethene | Raw Value | 2 | Numeric | 1 | Y | N |  | 0.0000 |  | µg | [6 empty] | 1,1-Dichloroethene_Conc
VOC >15_GC-MS_1µg_XMN | 1 | R | 1,2-Dichloroethane | Raw Value | 2 | Numeric | 1 | Y | N |  | 0.0000 |  | µg | [6 empty] | 1,2-Dichloroethane_Conc
VOC >15_GC-MS_1µg_XMN | 1 | R | 1,2,3-Trichlorpropane | Raw Value | 2 | Numeric | 1 | Y | N |  | 0.0000 |  | µg | [6 empty] | 1,2,3-Trichlorpropane_Conc
VOC >15_GC-MS_1µg_XMN | 1 | R | 2-(2-Methoxyethoxy)ethanol | Raw Value | 2 | Numeric | 1 | Y | N |  | 0.0000 |  | µg | [6 empty] | 2-(2-Methoxyethoxy)ethanol_Conc
VOC >15_GC-MS_1µg_XMN | 1 | R | 2-Methoxyethyl acetate | Raw Value | 2 | Numeric | 1 | Y | N |  | 0.0000 |  | µg | [6 empty] | 2-Methoxyethyl acetate_Conc
VOC >15_GC-MS_1µg_XMN | 1 | R | 2-Methoxypropyl acetate | Raw Value | 2 | Numeric | 1 | Y | N |  | 0.0000 |  | µg | [6 empty] | 2-Methoxypropyl acetate_Conc
VOC >15_GC-MS_1µg_XMN | 1 | R | Methanol | Raw Value | 2 | Numeric | 1 | Y | N |  | 0.0000 |  | µg | [6 empty] | Methanol_Conc
VOC >15_GC-MS_1µg_XMN | 1 | R | 1,3,5-Trimethylbenzene | Raw Value | 2 | Numeric | 1 | Y | N |  | 0.0000 |  | µg | [6 empty] | 1,3,5-Trimethylbenzene_Conc
VOC >15_GC-MS_1µg_XMN | 1 | R | n-Hexane | Raw Value | 2 | Numeric | 1 | Y | N |  | 0.0000 |  | µg | [6 empty] | n-Hexane_Conc
Azo Dyes_GC-MS_1.0mgl_XMN | 1 | R | 2,4-Diaminotoluene | Raw Value | 2 | Numeric | 1 | Y | N |  | 0.0000 |  | mg/l | [6 empty] | 2,4-Diaminotoluene_Conc
Azo Dyes_GC-MS_1.0mgl_XMN | 1 | R | o-Toluidine | Raw Value | 2 | Numeric | 1 | Y | N |  | 0.0000 |  | mg/l | [6 empty] | o-Toluidine_Conc
Azo Dyes_GC-MS_1.0mgl_XMN | 1 | R | Benzidine | Raw Value | 2 | Numeric | 1 | Y | N |  | 0.0000 |  | mg/l | [6 empty] | Benzidine_Conc
Azo Dyes_GC-MS_1.0mgl_XMN | 1 | R | 4-Chloroaniline | Raw Value | 2 | Numeric | 1 | Y | N |  | 0.0000 |  | mg/l | [6 empty] | 4-Chloroaniline_Conc
Azo Dyes_GC-MS_1.0mgl_XMN | 1 | R | 3,3-Dimethoxybenzidine | Raw Value | 2 | Numeric | 1 | Y | N |  | 0.0000 |  | mg/l | [6 empty] | 3,3-Dimethoxybenzidine_Conc
Azo Dyes_GC-MS_1.0mgl_XMN | 1 | R | 3,3-Dimethylbenzidine | Raw Value | 2 | Numeric | 1 | Y | N |  | 0.0000 |  | mg/l | [6 empty] | 3,3-Dimethylbenzidine_Conc
Azo Dyes_GC-MS_1.0mgl_XMN | 1 | R | 4-Aminobiphenyl | Raw Value | 2 | Numeric | 1 | Y | N |  | 0.0000 |  | mg/l | [6 empty] | 4-Aminobiphenyl_Conc
Azo Dyes_GC-MS_1.0mgl_XMN | 1 | R | p-Cresidine | Raw Value | 2 | Numeric | 1 | Y | N |  | 0.0000 |  | mg/l | [6 empty] | p-Cresidine_Conc
Azo Dyes_GC-MS_1.0mgl_XMN | 1 | R | o-Anisidine | Raw Value | 2 | Numeric | 1 | Y | N |  | 0.0000 |  | mg/l | [6 empty] | o-Anisidine_Conc
Azo Dyes_GC-MS_1.0mgl_XMN | 1 | R | 2,4-Xylidine | Raw Value | 2 | Numeric | 1 | Y | N |  | 0.0000 |  | mg/l | [6 empty] | 2,4-Xylidine_Conc
Azo Dyes_GC-MS_1.0mgl_XMN | 1 | R | 4,4-Methylenedianiline | Raw Value | 2 | Numeric | 1 | Y | N |  | 0.0000 |  | mg/l | [6 empty] | 4,4-Methylenedianiline_Conc
Azo Dyes_GC-MS_1.0mgl_XMN | 1 | R | 4-Chloro-o-toluidine | Raw Value | 2 | Numeric | 1 | Y | N |  | 0.0000 |  | mg/l | [6 empty] | 4-Chloro-o-toluidine_Conc
Azo Dyes_GC-MS_1.0mgl_XMN | 1 | R | 2,4-Diaminoanisole | Raw Value | 2 | Numeric | 1 | Y | N |  | 0.0000 |  | mg/l | [6 empty] | 2,4-Diaminoanisole_Conc
Azo Dyes_GC-MS_1.0mgl_XMN | 1 | R | 2,2-Dichloro-4,4-methylenedianiline | Raw Value | 2 | Numeric | 1 | Y | N |  | 0.0000 |  | mg/l | [6 empty] | 2,2-Dichloro-4,4-methylenedianiline_Conc
Azo Dyes_GC-MS_1.0mgl_XMN | 1 | R | 2,4,5-Trimethylaniline | Raw Value | 2 | Numeric | 1 | Y | N |  | 0.0000 |  | mg/l | [6 empty] | 2,4,5-Trimethylaniline_Conc
Azo Dyes_GC-MS_1.0mgl_XMN | 1 | R | 4,4-Oxydianiline | Raw Value | 2 | Numeric | 1 | Y | N |  | 0.0000 |  | mg/l | [6 empty] | 4,4-Oxydianiline_Conc
Azo Dyes_GC-MS_1.0mgl_XMN | 1 | R | 2,6-Xylidine | Raw Value | 2 | Numeric | 1 | Y | N |  | 0.0000 |  | mg/l | [6 empty] | 2,6-Xylidine_Conc
Azo Dyes_GC-MS_1.0mgl_XMN | 1 | R | 3,3-Dichlorobenzidine | Raw Value | 2 | Numeric | 1 | Y | N |  | 0.0000 |  | mg/l | [6 empty] | 3,3-Dichlorobenzidine_Conc
Azo Dyes_GC-MS_1.0mgl_XMN | 1 | R | 2-Naphthylamine | Raw Value | 2 | Numeric | 1 | Y | N |  | 0.0000 |  | mg/l | [6 empty] | 2-Naphthylamine_Conc
Azo Dyes_GC-MS_1.0mgl_XMN | 1 | R | 4,4-Methylenedi-o-toluidine | Raw Value | 2 | Numeric | 1 | Y | N |  | 0.0000 |  | mg/l | [6 empty] | 4,4-Methylenedi-o-toluidine_Conc
Azo Dyes_GC-MS_1.0mgl_XMN | 1 | R | 4,4-Thiodianiline | Raw Value | 2 | Numeric | 1 | Y | N |  | 0.0000 |  | mg/l | [6 empty] | 4,4-Thiodianiline_Conc
Azo Dyes_GC-MS_1.0mgl_XMN | 1 | R | 5-Nitro-o-toluidine | Raw Value | 2 | Numeric | 1 | Y | N |  | 0.0000 |  | mg/l | [6 empty] | 5-Nitro-o-toluidine_Conc
Azo Dyes_GC-MS_1.0mgl_XMN | 1 | R | p-Phenylenediamine | Raw Value | 2 | Numeric | 1 | Y | N |  | 0.0000 |  | mg/l | [6 empty] | p-Phenylenediamine_Conc
Azo Dyes_GC-MS_1.0mgl_XMN | 1 | R | Aniline | Raw Value | 2 | Numeric | 1 | Y | N |  | 0.0000 |  | mg/l | [6 empty] | Aniline_Conc
Azo Dyes_GC-MS_1.0mgl_XMN | 1 | R | 4-Chloro-o-toluidine HCl | Raw Value | 2 | Numeric | 1 | Y | N |  | 0.0000 |  | mg/l | [6 empty] | 4-Chloro-o-toluidine HCl_Conc
Azo Dyes_GC-MS_1.0mgl_XMN | 1 | R | 2-Naphtylammonium acetate | Raw Value | 2 | Numeric | 1 | Y | N |  | 0.0000 |  | mg/l | [6 empty] | 2-Naphtylammonium acetate_Conc
Azo Dyes_GC-MS_1.0mgl_XMN | 1 | R | 2,4-Diaminoanisole sulphate | Raw Value | 2 | Numeric | 1 | Y | N |  | 0.0000 |  | mg/l | [6 empty] | 2,4-Diaminoanisole sulphate_Conc
Azo Dyes_GC-MS_1.0mgl_XMN | 1 | R | 2,4,5-Trimethylaniline HCl | Raw Value | 2 | Numeric | 1 | Y | N |  | 0.0000 |  | mg/l | [6 empty] | 2,4,5-Trimethylaniline HCl_Conc
Azo Dyes_GC-MS_1.0mgl_XMN | 1 | R | o-Aminoazotoluene | Raw Value | 2 | Numeric | 1 | Y | N |  | 0.0000 |  | mg/l | [6 empty] | o-Aminoazotoluene_Conc
Azo Dyes_GC-MS_1.0mgl_XMN | 1 | R | 4-Aminoazobenzene | Raw Value | 2 | Numeric | 1 | Y | N |  | 0.0000 |  | mg/l | [6 empty] | 4-Aminoazobenzene_Conc
4-AAB_GC-MS_1.0mgl_XMN | 1 | R | 4-Aminoazobenzene | Raw Value | 2 | Numeric | 1 | Y | N |  | 0.0000 |  | mg/l | [6 empty] | 4-Aminoazobenzene_Conc
Allegen+Carcino dyes_LC-MSMS_0.5mgl_XMN | 1 | R | Quinoline | Raw Value | 2 | Numeric | 1 | Y | N |  | 0.0000 |  | mg/l | [6 empty] | Quinoline_Conc
Allegen+Carcino dyes_LC-MSMS_0.5mgl_XMN | 1 | R | Disperse Blue 1 | Raw Value | 2 | Numeric | 1 | Y | N |  | 0.0000 |  | mg/l | [6 empty] | Disperse Blue 1_Conc
Allegen+Carcino dyes_LC-MSMS_0.5mgl_XMN | 1 | R | Disperse Blue 3 | Raw Value | 2 | Numeric | 1 | Y | N |  | 0.0000 |  | mg/l | [6 empty] | Disperse Blue 3_Conc
Allegen+Carcino dyes_LC-MSMS_0.5mgl_XMN | 1 | R | Disperse Blue 7 | Raw Value | 2 | Numeric | 1 | Y | N |  | 0.0000 |  | mg/l | [6 empty] | Disperse Blue 7_Conc
Allegen+Carcino dyes_LC-MSMS_0.5mgl_XMN | 1 | R | Disperse Blue 26 | Raw Value | 2 | Numeric | 1 | Y | N |  | 0.0000 |  | mg/l | [6 empty] | Disperse Blue 26_Conc
Allegen+Carcino dyes_LC-MSMS_0.5mgl_XMN | 1 | R | Disperse Blue 35 | Raw Value | 2 | Numeric | 1 | Y | N |  | 0.0000 |  | mg/l | [6 empty] | Disperse Blue 35_Conc
Allegen+Carcino dyes_LC-MSMS_0.5mgl_XMN | 1 | R | Disperse Blue 102 | Raw Value | 2 | Numeric | 1 | Y | N |  | 0.0000 |  | mg/l | [6 empty] | Disperse Blue 102_Conc
Allegen+Carcino dyes_LC-MSMS_0.5mgl_XMN | 1 | R | Disperse Blue 106 | Raw Value | 2 | Numeric | 1 | Y | N |  | 0.0000 |  | mg/l | [6 empty] | Disperse Blue 106_Conc
Allegen+Carcino dyes_LC-MSMS_0.5mgl_XMN | 1 | R | Disperse Blue 124 | Raw Value | 2 | Numeric | 1 | Y | N |  | 0.0000 |  | mg/l | [6 empty] | Disperse Blue 124_Conc
Allegen+Carcino dyes_LC-MSMS_0.5mgl_XMN | 1 | R | Disperse Brown 1 | Raw Value | 2 | Numeric | 1 | Y | N |  | 0.0000 |  | mg/l | [6 empty] | Disperse Brown 1_Conc
Allegen+Carcino dyes_LC-MSMS_0.5mgl_XMN | 1 | R | Disperse Orange 1 | Raw Value | 2 | Numeric | 1 | Y | N |  | 0.0000 |  | mg/l | [6 empty] | Disperse Orange 1_Conc
Allegen+Carcino dyes_LC-MSMS_0.5mgl_XMN | 1 | R | Disperse Orange 3 | Raw Value | 2 | Numeric | 1 | Y | N |  | 0.0000 |  | mg/l | [6 empty] | Disperse Orange 3_Conc
Allegen+Carcino dyes_LC-MSMS_0.5mgl_XMN | 1 | R | Disperse Orange 37 | Raw Value | 2 | Numeric | 1 | Y | N |  | 0.0000 |  | mg/l | [6 empty] | Disperse Orange 37_Conc
Allegen+Carcino dyes_LC-MSMS_0.5mgl_XMN | 1 | R | Disperse Red 1 | Raw Value | 2 | Numeric | 1 | Y | N |  | 0.0000 |  | mg/l | [6 empty] | Disperse Red 1_Conc
Allegen+Carcino dyes_LC-MSMS_0.5mgl_XMN | 1 | R | Disperse Red 11 | Raw Value | 2 | Numeric | 1 | Y | N |  | 0.0000 |  | mg/l | [6 empty] | Disperse Red 11_Conc
Allegen+Carcino dyes_LC-MSMS_0.5mgl_XMN | 1 | R | Disperse Red 17 | Raw Value | 2 | Numeric | 1 | Y | N |  | 0.0000 |  | mg/l | [6 empty] | Disperse Red 17_Conc
Allegen+Carcino dyes_LC-MSMS_0.5mgl_XMN | 1 | R | Disperse Yellow 1 | Raw Value | 2 | Numeric | 1 | Y | N |  | 0.0000 |  | mg/l | [6 empty] | Disperse Yellow 1_Conc
Allegen+Carcino dyes_LC-MSMS_0.5mgl_XMN | 1 | R | Disperse Yellow 3 | Raw Value | 2 | Numeric | 1 | Y | N |  | 0.0000 |  | mg/l | [6 empty] | Disperse Yellow 3_Conc
Allegen+Carcino dyes_LC-MSMS_0.5mgl_XMN | 1 | R | Disperse Yellow 9 | Raw Value | 2 | Numeric | 1 | Y | N |  | 0.0000 |  | mg/l | [6 empty] | Disperse Yellow 9_Conc
Allegen+Carcino dyes_LC-MSMS_0.5mgl_XMN | 1 | R | Disperse Yellow 39 | Raw Value | 2 | Numeric | 1 | Y | N |  | 0.0000 |  | mg/l | [6 empty] | Disperse Yellow 39_Conc
Allegen+Carcino dyes_LC-MSMS_0.5mgl_XMN | 1 | R | Disperse Yellow 49 | Raw Value | 2 | Numeric | 1 | Y | N |  | 0.0000 |  | mg/l | [6 empty] | Disperse Yellow 49_Conc
Allegen+Carcino dyes_LC-MSMS_0.5mgl_XMN | 1 | R | Disperse Yellow 23 | Raw Value | 2 | Numeric | 1 | Y | N |  | 0.0000 |  | mg/l | [6 empty] | Disperse Yellow 23_Conc
Allegen+Carcino dyes_LC-MSMS_0.5mgl_XMN | 1 | R | Disperse Orange 149 | Raw Value | 2 | Numeric | 1 | Y | N |  | 0.0000 |  | mg/l | [6 empty] | Disperse Orange 149_Conc
Allegen+Carcino dyes_LC-MSMS_0.5mgl_XMN | 1 | R | 4-Aminoazobenzene | Raw Value | 2 | Numeric | 1 | Y | N |  | 0.0000 |  | mg/l | [6 empty] | 4-Aminoazobenzene_Conc
Allegen+Carcino dyes_LC-MSMS_0.5mgl_XMN | 1 | R | Solvent Yellow 2 | Raw Value | 2 | Numeric | 1 | Y | N |  | 0.0000 |  | mg/l | [6 empty] | Solvent Yellow 2_Conc
Allegen+Carcino dyes_LC-MSMS_0.5mgl_XMN | 1 | R | o-Aminoazotoluene | Raw Value | 2 | Numeric | 1 | Y | N |  | 0.0000 |  | mg/l | [6 empty] | o-Aminoazotoluene_Conc
Allegen+Carcino dyes_LC-MSMS_0.5mgl_XMN | 1 | R | Basic Red 9 | Raw Value | 2 | Numeric | 1 | Y | N |  | 0.0000 |  | mg/l | [6 empty] | Basic Red 9_Conc
Allegen+Carcino dyes_LC-MSMS_0.5mgl_XMN | 1 | R | Basic Violet 14 | Raw Value | 2 | Numeric | 1 | Y | N |  | 0.0000 |  | mg/l | [6 empty] | Basic Violet 14_Conc
Allegen+Carcino dyes_LC-MSMS_0.5mgl_XMN | 1 | R | Acid Red 26 | Raw Value | 2 | Numeric | 1 | Y | N |  | 0.0000 |  | mg/l | [6 empty] | Acid Red 26_Conc
Allegen+Carcino dyes_LC-MSMS_0.5mgl_XMN | 1 | R | Direct Black 38 | Raw Value | 2 | Numeric | 1 | Y | N |  | 0.0000 |  | mg/l | [6 empty] | Direct Black 38_Conc
Allegen+Carcino dyes_LC-MSMS_0.5mgl_XMN | 1 | R | Direct Blue 6 | Raw Value | 2 | Numeric | 1 | Y | N |  | 0.0000 |  | mg/l | [6 empty] | Direct Blue 6_Conc
Allegen+Carcino dyes_LC-MSMS_0.5mgl_XMN | 1 | R | Direct Red 28 | Raw Value | 2 | Numeric | 1 | Y | N |  | 0.0000 |  | mg/l | [6 empty] | Direct Red 28_Conc
Allegen+Carcino dyes_LC-MSMS_0.5mgl_XMN | 1 | R | Disperse Orange 11 | Raw Value | 2 | Numeric | 1 | Y | N |  | 0.0000 |  | mg/l | [6 empty] | Disperse Orange 11_Conc
Allegen+Carcino dyes_LC-MSMS_0.5mgl_XMN | 1 | R | Basic Violet 1 | Raw Value | 2 | Numeric | 1 | Y | N |  | 0.0000 |  | mg/l | [6 empty] | Basic Violet 1_Conc
Allegen+Carcino dyes_LC-MSMS_0.5mgl_XMN | 1 | R | Basic Violet 3 | Raw Value | 2 | Numeric | 1 | Y | N |  | 0.0000 |  | mg/l | [6 empty] | Basic Violet 3_Conc
Allegen+Carcino dyes_LC-MSMS_0.5mgl_XMN | 1 | R | Acid Violet 49 | Raw Value | 2 | Numeric | 1 | Y | N |  | 0.0000 |  | mg/l | [6 empty] | Acid Violet 49_Conc
Allegen+Carcino dyes_LC-MSMS_0.5mgl_XMN | 1 | R | Navy Blue Component 1 | Raw Value | 2 | Numeric | 1 | Y | N |  | 0.0000 |  | mg/l | [6 empty] | Navy Blue Component 1_Conc
Allegen+Carcino dyes_LC-MSMS_0.5mgl_XMN | 1 | R | Basic Blue 26 | Raw Value | 2 | Numeric | 1 | Y | N |  | 0.0000 |  | mg/l | [6 empty] | Basic Blue 26_Conc
Allegen+Carcino dyes_LC-MSMS_0.5mgl_XMN | 1 | R | Acid Red 114 | Raw Value | 2 | Numeric | 1 | Y | N |  | 0.0000 |  | mg/l | [6 empty] | Solvent Yellow 14_Conc
Allegen+Carcino dyes_LC-MSMS_0.5mgl_XMN | 1 | R | Basic Green 4 | Raw Value | 2 | Numeric | 1 | Y | N |  | 0.0000 |  | mg/l | [6 empty] | Solvent Yellow 14_Conc
Allegen+Carcino dyes_LC-MSMS_0.5mgl_XMN | 1 | R | Direct Blue 15 | Raw Value | 2 | Numeric | 1 | Y | N |  | 0.0000 |  | mg/l | [6 empty] | Solvent Yellow 14_Conc
Allegen+Carcino dyes_LC-MSMS_0.5mgl_XMN | 1 | R | Pigment Red 104 | Raw Value | 2 | Numeric | 1 | Y | N |  | 0.0000 |  | mg/l | [6 empty] | Solvent Yellow 14_Conc
Allegen+Carcino dyes_LC-MSMS_0.5mgl_XMN | 1 | R | Pigment Yellow 34 | Raw Value | 2 | Numeric | 1 | Y | N |  | 0.0000 |  | mg/l | [6 empty] | Solvent Yellow 14_Conc
Allegen+Carcino dyes_LC-MSMS_0.5mgl_XMN | 1 | R | Solvent Blue 4 | Raw Value | 2 | Numeric | 1 | Y | N |  | 0.0000 |  | mg/l | [6 empty] | Solvent Yellow 14_Conc
Allegen+Carcino dyes_LC-MSMS_0.5mgl_XMN | 1 | R | Solvent Yellow 14 | Raw Value | 2 | Numeric | 1 | Y | N |  | 0.0000 |  | mg/l | [6 empty] | Solvent Yellow 14_Conc
Allegen+Carcino dyes_LC-MSMS_0.5mgl_XMN | 1 | R | Direct Brown 95 | Raw Value | 2 | Numeric | 1 | Y | N |  | 0.0000 |  | mg/l | [6 empty] | Direct Brown 95_Conc
Allegen+Carcino dyes_LC-MSMS_0.5mgl_XMN | 1 | R | p-Phenylenediamine | Raw Value | 2 | Numeric | 1 | Y | N |  | 0.0000 |  | mg/l | [6 empty] | p-Phenylenediamine_Conc
APEOs_LC-MS_0.5mgl_XMN | 1 | R | NPEO | Raw Value | 2 | Numeric | 1 | Y | N |  | 0.0000 |  | mg/l | [6 empty] | NPEO_Conc
APEOs_LC-MS_0.5mgl_XMN | 1 | R | OPEO | Raw Value | 2 | Numeric | 1 | Y | N |  | 0.0000 |  | mg/l | [6 empty] | OPEO_Conc
Phthalates>7_GC-MS_1.0mgl_XMN | 1 | R | DnBP | Raw Value | 2 | Numeric | 1 | Y | N |  | 0.0000 |  | mg/l | [6 empty] | DnBP_Conc
Phthalates>7_GC-MS_1.0mgl_XMN | 1 | R | DiBP | Raw Value | 2 | Numeric | 1 | Y | N |  | 0.0000 |  | mg/l | [6 empty] | DiBP_Conc
Phthalates>7_GC-MS_1.0mgl_XMN | 1 | R | DEHP | Raw Value | 2 | Numeric | 1 | Y | N |  | 0.0000 |  | mg/l | [6 empty] | DEHP_Conc
Phthalates>7_GC-MS_1.0mgl_XMN | 1 | R | BBP | Raw Value | 2 | Numeric | 1 | Y | N |  | 0.0000 |  | mg/l | [6 empty] | BBP_Conc
Phthalates>7_GC-MS_1.0mgl_XMN | 1 | R | DiNP | Raw Value | 2 | Numeric | 1 | Y | N |  | 0.0000 |  | mg/l | [6 empty] | DiNP_Conc
Phthalates>7_GC-MS_1.0mgl_XMN | 1 | R | DnOP | Raw Value | 2 | Numeric | 1 | Y | N |  | 0.0000 |  | mg/l | [6 empty] | DnOP_Conc
Phthalates>7_GC-MS_1.0mgl_XMN | 1 | R | DiDP | Raw Value | 2 | Numeric | 1 | Y | N |  | 0.0000 |  | mg/l | [6 empty] | DiDP_Conc
Phthalates>7_GC-MS_1.0mgl_XMN | 1 | R | DnHexP | Raw Value | 2 | Numeric | 1 | Y | N |  | 0.0000 |  | mg/l | [6 empty] | DnHexP_Conc
Phthalates>7_GC-MS_1.0mgl_XMN | 1 | R | DMEP | Raw Value | 2 | Numeric | 1 | Y | N |  | 0.0000 |  | mg/l | [6 empty] | DMEP_Conc
Phthalates>7_GC-MS_1.0mgl_XMN | 1 | R | DHNUP | Raw Value | 2 | Numeric | 1 | Y | N |  | 0.0000 |  | mg/l | [6 empty] | DHNUP_Conc
Phthalates>7_GC-MS_1.0mgl_XMN | 1 | R | DiHepP | Raw Value | 2 | Numeric | 1 | Y | N |  | 0.0000 |  | mg/l | [6 empty] | DiHepP_Conc
Phthalates>7_GC-MS_1.0mgl_XMN | 1 | R | DnPP | Raw Value | 2 | Numeric | 1 | Y | N |  | 0.0000 |  | mg/l | [6 empty] | DnPP_Conc
Phthalates>7_GC-MS_1.0mgl_XMN | 1 | R | DiPP | Raw Value | 2 | Numeric | 1 | Y | N |  | 0.0000 |  | mg/l | [6 empty] | DiPP_Conc
Phthalates>7_GC-MS_1.0mgl_XMN | 1 | R | nPiPP | Raw Value | 2 | Numeric | 1 | Y | N |  | 0.0000 |  | mg/l | [6 empty] | nPiPP_Conc
Phthalates>7_GC-MS_1.0mgl_XMN | 1 | R | DPP | Raw Value | 2 | Numeric | 1 | Y | N |  | 0.0000 |  | mg/l | [6 empty] | DPP_Conc
Phthalates>7_GC-MS_1.0mgl_XMN | 1 | R | DEP | Raw Value | 2 | Numeric | 1 | Y | N |  | 0.0000 |  | mg/l | [6 empty] | DEP_Conc
Phthalates>7_GC-MS_1.0mgl_XMN | 1 | R | DnDP | Raw Value | 2 | Numeric | 1 | Y | N |  | 0.0000 |  | mg/l | [6 empty] | DnDP_Conc
Phthalates>7_GC-MS_1.0mgl_XMN | 1 | R | DCHP | Raw Value | 2 | Numeric | 1 | Y | N |  | 0.0000 |  | mg/l | [6 empty] | DCHP_Conc
Phthalates>7_GC-MS_1.0mgl_XMN | 1 | R | DiHexP | Raw Value | 2 | Numeric | 1 | Y | N |  | 0.0000 |  | mg/l | [6 empty] | DiHexP_Conc
Phthalates>7_GC-MS_1.0mgl_XMN | 1 | R | DMP | Raw Value | 2 | Numeric | 1 | Y | N |  | 0.0000 |  | mg/l | [6 empty] | DMP_Conc
Phthalates>7_GC-MS_1.0mgl_XMN | 1 | R | DnHepP | Raw Value | 2 | Numeric | 1 | Y | N |  | 0.0000 |  | mg/l | [6 empty] | DnHepP_Conc
Phthalates>7_GC-MS_1.0mgl_XMN | 1 | R | DnHexDP | Raw Value | 2 | Numeric | 1 | Y | N |  | 0.0000 |  | mg/l | [6 empty] | DnHexDP_Conc
Phthalates>7_GC-MS_1.0mgl_XMN | 1 | R | DnHexODP | Raw Value | 2 | Numeric | 1 | Y | N |  | 0.0000 |  | mg/l | [6 empty] | DnHexODP_Conc
Phthalates>7_GC-MS_1.0mgl_XMN | 1 | R | DEHA | Raw Value | 2 | Numeric | 1 | Y | N |  | 0.0000 |  | mg/l | [6 empty] | DEHA_Conc
Phthalates>7_GC-MS_1.0mgl_XMN | 1 | R | DEHT | Raw Value | 2 | Numeric | 1 | Y | N |  | 0.0000 |  | mg/l | [6 empty] | DEHT_Conc
Phthalates>7_GC-MS_1.0mgl_XMN | 1 | R | DBzP | Raw Value | 2 | Numeric | 1 | Y | N |  | 0.0000 |  | mg/l | [6 empty] | DBzP_Conc
Phthalates>7_GC-MS_1.0mgl_XMN | 1 | R | DiOP | Raw Value | 2 | Numeric | 1 | Y | N |  | 0.0000 |  | mg/l | [6 empty] | DiOP_Conc
Phthalates>7_GC-MS_1.0mgl_XMN | 1 | R | DnNP | Raw Value | 2 | Numeric | 1 | Y | N |  | 0.0000 |  | mg/l | [6 empty] | DnNP_Conc
Phthalates>7_GC-MS_1.0mgl_XMN | 1 | R | DnPrP | Raw Value | 2 | Numeric | 1 | Y | N |  | 0.0000 |  | mg/l | [6 empty] | DnPrP_Conc
Phthalates>7_GC-MS_1.0mgl_XMN | 1 | R | DPheP | Raw Value | 2 | Numeric | 1 | Y | N |  | 0.0000 |  | mg/l | [6 empty] | DPheP_Conc
Phthalates>7_GC-MS_1.0mgl_XMN | 1 | R | DINCH | Raw Value | 2 | Numeric | 1 | Y | N |  | 0.0000 |  | mg/l | [6 empty] | DINCH_Conc
Phthalates>7_GC-MS_1.0mgl_XMN | 1 | R | DPHP | Raw Value | 2 | Numeric | 1 | Y | N |  | 0.0000 |  | mg/l | [6 empty] | DPHP_Conc
Phthalates>7_GC-MS_1.0mgl_XMN | 1 | R | DBEP | Raw Value | 2 | Numeric | 1 | Y | N |  | 0.0000 |  | mg/l | [6 empty] | DBEP_Conc
Phthalates>7_GC-MS_1.0mgl_XMN | 1 | R | DMPP | Raw Value | 2 | Numeric | 1 | Y | N |  | 0.0000 |  | mg/l | [6 empty] | DMPP_Conc
Phthalates>7_GC-MS_1.0mgl_XMN | 1 | R | DEEP | Raw Value | 2 | Numeric | 1 | Y | N |  | 0.0000 |  | mg/l | [6 empty] | DEEP_Conc
Phthalates>7_GC-MS_1.0mgl_XMN | 1 | R | DiUP | Raw Value | 2 | Numeric | 1 | Y | N |  | 0.0000 |  | mg/l | [6 empty] | DiUP_Conc
Phthalates>7_GC-MS_1.0mgl_XMN | 1 | R | DnUP | Raw Value | 2 | Numeric | 1 | Y | N |  | 0.0000 |  | mg/l | [6 empty] | DnUP_Conc
Phthalates>7_GC-MS_1.0mgl_XMN | 1 | R | DAP | Raw Value | 2 | Numeric | 1 | Y | N |  | 0.0000 |  | mg/l | [6 empty] | DAP_Conc
Phthalates>7_GC-MS_1.0mgl_XMN | 1 | R | nOnDP | Raw Value | 2 | Numeric | 1 | Y | N |  | 0.0000 |  | mg/l | [6 empty] | nOnDP_Conc
Phthalates>7_GC-MS_1.0mgl_XMN | 1 | R | MBP | Raw Value | 2 | Numeric | 1 | Y | N |  | 0.0000 |  | mg/l | [6 empty] | MBP_Conc
Phenols - Others_GC-MS_0.5mgl_XMN | 1 | R | 2,6-Dimethylphenol | Raw Value | 2 | Numeric | 1 | Y | N |  | 0.0000 |  | mg/l | [6 empty] | 2,6-Dimethylphenol_Conc
Phenols - Others_GC-MS_0.5mgl_XMN | 1 | R | p-Phenylphenol | Raw Value | 2 | Numeric | 1 | Y | N |  | 0.0000 |  | mg/l | [6 empty] | p-Phenylphenol_Conc
Phenols - Others_GC-MS_0.5mgl_XMN | 1 | R | Tribromphenol | Raw Value | 2 | Numeric | 1 | Y | N |  | 0.0000 |  | mg/l | [6 empty] | Tribromphenol_Conc
Phenols - Others_GC-MS_0.5mgl_XMN | 1 | R | Phenol | Raw Value | 2 | Numeric | 1 | Y | N |  | 0.0000 |  | mg/l | [6 empty] | Phenol_Conc
Phenols - Others_GC-MS_0.5mgl_XMN | 1 | R | 4-n-Nonylphenol | Raw Value | 2 | Numeric | 1 | Y | N |  | 0.0000 |  | mg/l | [6 empty] | 4-Nonylphenol_Conc
Phenols - Others_GC-MS_0.5mgl_XMN | 1 | R | 4-Nonylphenol | Raw Value | 2 | Numeric | 1 | Y | N |  | 0.0000 |  | mg/l | [6 empty] | 4-Nonylphenol_Conc
Phenols - Others_GC-MS_0.5mgl_XMN | 1 | R | 4-tert-Octylphenol | Raw Value | 2 | Numeric | 1 | Y | N |  | 0.0000 |  | mg/l | [6 empty] | 4-tert-Octylphenol_Conc
Phenols - Others_GC-MS_0.5mgl_XMN | 1 | R | 4-n-Octylphenol | Raw Value | 2 | Numeric | 1 | Y | N |  | 0.0000 |  | mg/l | [6 empty] | 4-n-Octylphenol_Conc
Phenols - Others_GC-MS_0.5mgl_XMN | 1 | R | 4-Heptylphenol | Raw Value | 2 | Numeric | 1 | Y | N |  | 0.0000 |  | mg/l | [6 empty] | 4-n-Octylphenol_Conc
Preserving Agents_LC-DAD_0.25mgl_XMN | 1 | R | OIT | Raw Value | 2 | Numeric | 1 | Y | N |  | 0.0000 |  | mg/l | [6 empty] | OIT_Conc
Preserving Agents_LC-DAD_0.25mgl_XMN | 1 | R | TCMTB | Raw Value | 2 | Numeric | 1 | Y | N |  | 0.0000 |  | mg/l | [6 empty] | TCMTB_Conc
Preserving Agents_LC-DAD_0.25mgl_XMN | 1 | R | CMK | Raw Value | 2 | Numeric | 1 | Y | N |  | 0.0000 |  | mg/l | [6 empty] | CMK_Conc
Preserving Agents_LC-DAD_0.25mgl_XMN | 1 | R | Triclosan | Raw Value | 2 | Numeric | 1 | Y | N |  | 0.0000 |  | mg/l | [6 empty] | Triclosan_Conc
Preserving Agents_LC-DAD_0.25mgl_XMN | 1 | R | o-Phenylphenol | Raw Value | 2 | Numeric | 1 | Y | N |  | 0.0000 |  | mg/l | [6 empty] | o-Phenylphenol_Conc
SCCP + MCCP_GC-CI-MS_10mgl_XMN | 1 | R | SCCP | Raw Value | 2 | Numeric | 1 | Y | N |  | 0.0000 |  | mg/l | [6 empty] | SCCP_Conc
SCCP + MCCP_GC-CI-MS_10mgl_XMN | 1 | R | MCCP | Raw Value | 2 | Numeric | 1 | Y | N |  | 0.0000 |  | mg/l | [6 empty] | MCCP_Conc
COCs_GC-MS_0.01mgl_XMN | 1 | R | 2-Chlorotoluene | Raw Value | 2 | Numeric | 1 | Y | N |  | 0.0000 |  | mg/l | [6 empty] | 2-Chlorotoluene_Conc
COCs_GC-MS_0.01mgl_XMN | 1 | R | 3-Chlorotoluene | Raw Value | 2 | Numeric | 1 | Y | N |  | 0.0000 |  | mg/l | [6 empty] | 3-Chlorotoluene_Conc
COCs_GC-MS_0.01mgl_XMN | 1 | R | 4-Chlorotoluene | Raw Value | 2 | Numeric | 1 | Y | N |  | 0.0000 |  | mg/l | [6 empty] | 4-Chlorotoluene_Conc
COCs_GC-MS_0.01mgl_XMN | 1 | R | 2,3-Dichlorotoluene | Raw Value | 2 | Numeric | 1 | Y | N |  | 0.0000 |  | mg/l | [6 empty] | 2,3-Dichlorotoluene_Conc
COCs_GC-MS_0.01mgl_XMN | 1 | R | 2,4-Dichlorotoluene | Raw Value | 2 | Numeric | 1 | Y | N |  | 0.0000 |  | mg/l | [6 empty] | 2,4-Dichlorotoluene_Conc
COCs_GC-MS_0.01mgl_XMN | 1 | R | 2,5-Dichlorotoluene | Raw Value | 2 | Numeric | 1 | Y | N |  | 0.0000 |  | mg/l | [6 empty] | 2,5-Dichlorotoluene_Conc
COCs_GC-MS_0.01mgl_XMN | 1 | R | 2,6-Dichlorotoluene | Raw Value | 2 | Numeric | 1 | Y | N |  | 0.0000 |  | mg/l | [6 empty] | 2,6-Dichlorotoluene_Conc
COCs_GC-MS_0.01mgl_XMN | 1 | R | 3,4-Dichlorotoluene | Raw Value | 2 | Numeric | 1 | Y | N |  | 0.0000 |  | mg/l | [6 empty] | 3,4-Dichlorotoluene_Conc
COCs_GC-MS_0.01mgl_XMN | 1 | R | 2,3,6-Trichlorotoluene | Raw Value | 2 | Numeric | 1 | Y | N |  | 0.0000 |  | mg/l | [6 empty] | 2,3,6-Trichlorotoluene_Conc
COCs_GC-MS_0.01mgl_XMN | 1 | R | 2,4,5-Trichlorotoluene | Raw Value | 2 | Numeric | 1 | Y | N |  | 0.0000 |  | mg/l | [6 empty] | 2,4,5-Trichlorotoluene_Conc
COCs_GC-MS_0.01mgl_XMN | 1 | R | Pentachlorotoluene | Raw Value | 2 | Numeric | 1 | Y | N |  | 0.0000 |  | mg/l | [6 empty] | Pentachlorotoluene_Conc
COCs_GC-MS_0.01mgl_XMN | 1 | R | a,a,a,4-Tetrachlorotoluene | Raw Value | 2 | Numeric | 1 | Y | N |  | 0.0000 |  | mg/l | [6 empty] | a,a,a,4-Tetrachlorotoluene_Conc
COCs_GC-MS_0.01mgl_XMN | 1 | R | 1,2-Dichlorobenzene | Raw Value | 2 | Numeric | 1 | Y | N |  | 0.0000 |  | mg/l | [6 empty] | 1,2-Dichlorobenzene_Conc
COCs_GC-MS_0.01mgl_XMN | 1 | R | 1,3-Dichlorobenzene | Raw Value | 2 | Numeric | 1 | Y | N |  | 0.0000 |  | mg/l | [6 empty] | 1,3-Dichlorobenzene_Conc
COCs_GC-MS_0.01mgl_XMN | 1 | R | 1,4-Dichlorobenzene | Raw Value | 2 | Numeric | 1 | Y | N |  | 0.0000 |  | mg/l | [6 empty] | 1,4-Dichlorobenzene_Conc
COCs_GC-MS_0.01mgl_XMN | 1 | R | 1,2,3-Trichlorobenzene | Raw Value | 2 | Numeric | 1 | Y | N |  | 0.0000 |  | mg/l | [6 empty] | 1,2,3-Trichlorobenzene_Conc
COCs_GC-MS_0.01mgl_XMN | 1 | R | 1,2,4-Trichlorobenzene | Raw Value | 2 | Numeric | 1 | Y | N |  | 0.0000 |  | mg/l | [6 empty] | 1,2,4-Trichlorobenzene_Conc
COCs_GC-MS_0.01mgl_XMN | 1 | R | 1,3,5-Trichlorobenzene | Raw Value | 2 | Numeric | 1 | Y | N |  | 0.0000 |  | mg/l | [6 empty] | 1,3,5-Trichlorobenzene_Conc
COCs_GC-MS_0.01mgl_XMN | 1 | R | 1,2,3,4-Tetrachlorobenzene | Raw Value | 2 | Numeric | 1 | Y | N |  | 0.0000 |  | mg/l | [6 empty] | 1,2,3,4-Tetrachlorobenzene_Conc
COCs_GC-MS_0.01mgl_XMN | 1 | R | 1,2,3,5-Tetrachlorobenzene | Raw Value | 2 | Numeric | 1 | Y | N |  | 0.0000 |  | mg/l | [6 empty] | 1,2,3,5-Tetrachlorobenzene_Conc
COCs_GC-MS_0.01mgl_XMN | 1 | R | 1,2,4,5-Tetrachlorobenzene | Raw Value | 2 | Numeric | 1 | Y | N |  | 0.0000 |  | mg/l | [6 empty] | 1,2,4,5-Tetrachlorobenzene_Conc
COCs_GC-MS_0.01mgl_XMN | 1 | R | Pentachlorobenzene | Raw Value | 2 | Numeric | 1 | Y | N |  | 0.0000 |  | mg/l | [6 empty] | Pentachlorobenzene_Conc
COCs_GC-MS_0.01mgl_XMN | 1 | R | Hexachlorobenzene | Raw Value | 2 | Numeric | 1 | Y | N |  | 0.0000 |  | mg/l | [6 empty] | Hexachlorobenzene_Conc
COCs_GC-MS_0.01mgl_XMN | 1 | R | a,a,a-Trichlorotoluene | Raw Value | 2 | Numeric | 1 | Y | N |  | 0.0000 |  | mg/l | [6 empty] | a,a,a-Trichlorotoluene_Conc
COCs_GC-MS_0.01mgl_XMN | 1 | R | a-Chlorotoluene | Raw Value | 2 | Numeric | 1 | Y | N |  | 0.0000 |  | mg/l | [6 empty] | a-Chlorotoluene_Conc
COCs_GC-MS_0.01mgl_XMN | 1 | R | 2,3,4,5-Tetrachlorotoluene | Raw Value | 2 | Numeric | 1 | Y | N |  | 0.0000 |  | mg/l | [6 empty] | 2,3,4,5-Tetrachlorotoluene_Conc
COCs_GC-MS_0.01mgl_XMN | 1 | R | 2,3,4,6-Tetrachlorotoluene | Raw Value | 2 | Numeric | 1 | Y | N |  | 0.0000 |  | mg/l | [6 empty] | 2,3,4,6-Tetrachlorotoluene_Conc
COCs_GC-MS_0.01mgl_XMN | 1 | R | 2,3,5,6-Tetrachlorotoluene | Raw Value | 2 | Numeric | 1 | Y | N |  | 0.0000 |  | mg/l | [6 empty] | 2,3,5,6-Tetrachlorotoluene_Conc
COCs_GC-MS_0.01mgl_XMN | 1 | R | 2,5- and 2,6-Dichlorotoluene (Sum) | Raw Value | 2 | Numeric | 1 | Y | N |  | 0.0000 |  | mg/l | [6 empty] | 2,5- and 2,6-Dichlorotoluene (Sum)_Conc
COCs_GC-MS_0.01mgl_XMN | 1 | R | 2,3- and 3,4-Dichlorotoluene (Sum) | Raw Value | 2 | Numeric | 1 | Y | N |  | 0.0000 |  | mg/l | [6 empty] | 2,3- and 3,4-Dichlorotoluene (Sum)_Conc
Total Vinyl Chloride_GC-MS_0.01mgl_XMN | 1 | R | Vinyl chloride | Raw Value | 2 | Numeric | 1 | Y | N |  | 0.0000 |  | mg/l | [6 empty] | Vinyl chloride_Conc
Dimethylformamide_GC-MS_1mgl_XMN | 1 | R | Dimethylformamide | Raw Value | 2 | Numeric | 1 | Y | N |  | 0.0000 |  | mg/l | [6 empty] | Dimethylformamide_Conc
Dimethylformamide_GC-MS_1mgl_XMN | 1 | R | Formamide | Raw Value | 2 | Numeric | 1 | Y | N |  | 0.0000 |  | mg/l | [6 empty] | Formamide_Conc
Dimethylformamide_GC-MS_1mgl_XMN | 1 | R | Dimethylacetamide | Raw Value | 2 | Numeric | 1 | Y | N |  | 0.0000 |  | mg/l | [6 empty] | Dimethylacetamide_Conc
Dimethylformamide_GC-MS_1mgl_XMN | 1 | R | Bis(2-methoxyethyl) ether | Raw Value | 2 | Numeric | 1 | Y | N |  | 0.0000 |  | mg/l | [6 empty] | Bis(2-methoxyethyl) ether_Conc
Chromium VI -Ageing_UVVIS_0.008mgl_XMN | 1 | R | Cr VI | Raw Value | 2 | Numeric | 1 | Y | N |  | 0.0000 |  | mg/l | [6 empty] | Cr VI_Conc
CrVI -Ageing_HPLC-PCR-DAD_0.02mgl_XMN | 1 | R | Cr VI | Raw Value | 2 | Numeric | 1 | Y | N |  | 0.0000 |  | mg/l | [6 empty] | Cr VI_Conc
CrVI without ageing_UVVIS_0.008mgl_XMN | 1 | R | Cr VI | Raw Value | 2 | Numeric | 1 | Y | N |  | 0.0000 |  | mg/l | [6 empty] | Cr VI_Conc
CrVI w/o ageing_HPLC-PCR-DAD_0.02mgl_XMN | 1 | R | Cr VI | Raw Value | 2 | Numeric | 1 | Y | N |  | 0.0000 |  | mg/l | [6 empty] | Cr VI_Conc
CrVI-UV ageing-B02_UVVIS_0.008mgl_XMN | 1 | R | Cr VI | Raw Value | 2 | Numeric | 1 | Y | N |  | 0.0000 |  | mg/l | [6 empty] | Cr VI_Conc
CrVI-UVag-HPLC-PCR-DAD_0.02mgl_XMN | 1 | R | Cr VI | Raw Value | 2 | Numeric | 1 | Y | N |  | 0.0000 |  | mg/l | [6 empty] | Cr VI_Conc
2-MBT_LC-DAD_0.5mgl_XMN | 1 | R | 2-MBT | Raw Value | 2 | Numeric | 1 | Y | N |  | 0.0000 |  | mg/l | [6 empty] | 2-MBT_Conc
19 elements-toys_ICP-MS_0.4µgl_XMN | 1 | R | Al | Raw Value | 2 | Numeric | 1 | Y | N |  | 0.0000 |  | mg/l | [6 empty] | Al_Conc
19 elements-toys_ICP-MS_0.4µgl_XMN | 1 | R | Sb | Raw Value | 2 | Numeric | 1 | Y | N |  | 0.0000 |  | mg/l | [6 empty] | Sb_Conc
19 elements-toys_ICP-MS_0.4µgl_XMN | 1 | R | Cd | Raw Value | 2 | Numeric | 1 | Y | N |  | 0.0000 |  | mg/l | [6 empty] | Cd_Conc
19 elements-toys_ICP-MS_0.4µgl_XMN | 1 | R | As | Raw Value | 2 | Numeric | 1 | Y | N |  | 0.0000 |  | mg/l | [6 empty] | As_Conc
19 elements-toys_ICP-MS_0.4µgl_XMN | 1 | R | Cr | Raw Value | 2 | Numeric | 1 | Y | N |  | 0.0000 |  | mg/l | [6 empty] | Cr_Conc
19 elements-toys_ICP-MS_0.4µgl_XMN | 1 | R | Pb | Raw Value | 2 | Numeric | 1 | Y | N |  | 0.0000 |  | mg/l | [6 empty] | Pb_Conc
19 elements-toys_ICP-MS_0.4µgl_XMN | 1 | R | Hg | Raw Value | 2 | Numeric | 1 | Y | N |  | 0.0000 |  | mg/l | [6 empty] | Hg_Conc
19 elements-toys_ICP-MS_0.4µgl_XMN | 1 | R | Co | Raw Value | 2 | Numeric | 1 | Y | N |  | 0.0000 |  | mg/l | [6 empty] | Co_Conc
19 elements-toys_ICP-MS_0.4µgl_XMN | 1 | R | Cu | Raw Value | 2 | Numeric | 1 | Y | N |  | 0.0000 |  | mg/l | [6 empty] | Cu_Conc
19 elements-toys_ICP-MS_0.4µgl_XMN | 1 | R | Ti | Raw Value | 2 | Numeric | 1 | Y | N |  | 0.0000 |  | mg/l | [6 empty] | Ti_Conc
19 elements-toys_ICP-MS_0.4µgl_XMN | 1 | R | Zr | Raw Value | 2 | Numeric | 1 | Y | N |  | 0.0000 |  | mg/l | [6 empty] | Zr_Conc
19 elements-toys_ICP-MS_0.4µgl_XMN | 1 | R | Ni | Raw Value | 2 | Numeric | 1 | Y | N |  | 0.0000 |  | mg/l | [6 empty] | Ni_Conc
19 elements-toys_ICP-MS_0.4µgl_XMN | 1 | R | Ba | Raw Value | 2 | Numeric | 1 | Y | N |  | 0.0000 |  | mg/l | [6 empty] | Ba_Conc
19 elements-toys_ICP-MS_0.4µgl_XMN | 1 | R | Ca | Raw Value | 2 | Numeric | 1 | Y | N |  | 0.0000 |  | mg/l | [6 empty] | Ca_Conc
19 elements-toys_ICP-MS_0.4µgl_XMN | 1 | R | Fe | Raw Value | 2 | Numeric | 1 | Y | N |  | 0.0000 |  | mg/l | [6 empty] | Fe_Conc
19 elements-toys_ICP-MS_0.4µgl_XMN | 1 | R | Mn | Raw Value | 2 | Numeric | 1 | Y | N |  | 0.0000 |  | mg/l | [6 empty] | Mn_Conc
19 elements-toys_ICP-MS_0.4µgl_XMN | 1 | R | Mg | Raw Value | 2 | Numeric | 1 | Y | N |  | 0.0000 |  | mg/l | [6 empty] | Mg_Conc
19 elements-toys_ICP-MS_0.4µgl_XMN | 1 | R | Mo | Raw Value | 2 | Numeric | 1 | Y | N |  | 0.0000 |  | mg/l | [6 empty] | Mo_Conc
19 elements-toys_ICP-MS_0.4µgl_XMN | 1 | R | K | Raw Value | 2 | Numeric | 1 | Y | N |  | 0.0000 |  | mg/l | [6 empty] | K_Conc
19 elements-toys_ICP-MS_0.4µgl_XMN | 1 | R | Se | Raw Value | 2 | Numeric | 1 | Y | N |  | 0.0000 |  | mg/l | [6 empty] | Se_Conc
19 elements-toys_ICP-MS_0.4µgl_XMN | 1 | R | Zn | Raw Value | 2 | Numeric | 1 | Y | N |  | 0.0000 |  | mg/l | [6 empty] | Zn_Conc
19 elements-toys_ICP-MS_0.4µgl_XMN | 1 | R | Sn | Raw Value | 2 | Numeric | 1 | Y | N |  | 0.0000 |  | mg/l | [6 empty] | Sn_Conc
19 elements-toys_ICP-MS_0.4µgl_XMN | 1 | R | Na | Raw Value | 2 | Numeric | 1 | Y | N |  | 0.0000 |  | mg/l | [6 empty] | Na_Conc
19 elements-toys_ICP-MS_0.4µgl_XMN | 1 | R | Ag | Raw Value | 2 | Numeric | 1 | Y | N |  | 0.0000 |  | mg/l | [6 empty] | Ag_Conc
19 elements-toys_ICP-MS_0.4µgl_XMN | 1 | R | V | Raw Value | 2 | Numeric | 1 | Y | N |  | 0.0000 |  | mg/l | [6 empty] | V_Conc
19 elements-toys_ICP-MS_0.4µgl_XMN | 1 | R | Be | Raw Value | 2 | Numeric | 1 | Y | N |  | 0.0000 |  | mg/l | [6 empty] | Be_Conc
19 elements-toys_ICP-MS_0.4µgl_XMN | 1 | R | Li | Raw Value | 2 | Numeric | 1 | Y | N |  | 0.0000 |  | mg/l | [6 empty] | Li_Conc
19 elements-toys_ICP-MS_0.4µgl_XMN | 1 | R | Tl | Raw Value | 2 | Numeric | 1 | Y | N |  | 0.0000 |  | mg/l | [6 empty] | Tl_Conc
19 elements-toys_ICP-MS_0.4µgl_XMN | 1 | R | Si | Raw Value | 2 | Numeric | 1 | Y | N |  | 0.0000 |  | mg/l | [6 empty] | Si_Conc
19 elements-toys_ICP-MS_0.4µgl_XMN | 1 | R | Sr | Raw Value | 2 | Numeric | 1 | Y | N |  | 0.0000 |  | mg/l | [6 empty] | Sr_Conc
19 elements-toys_ICP-MS_0.4µgl_XMN | 1 | R | Ta | Raw Value | 2 | Numeric | 1 | Y | N |  | 0.0000 |  | mg/l | [6 empty] | Ta_Conc
19 elements-toys_ICP-MS_0.4µgl_XMN | 1 | R | B | Raw Value | 2 | Numeric | 1 | Y | N |  | 0.0000 |  | mg/l | [6 empty] | B_Conc
19 elements-toys_ICP-MS_0.4µgl_XMN | 1 | R | Cr III | Raw Value | 2 | Numeric | 1 | Y | N |  | 0.0000 |  | mg/l | [6 empty] | Cr III_Conc
19 elements-toys_ICP-MS_0.4µgl_XMN | 1 | R | Cr VI | Raw Value | 2 | Numeric | 1 | Y | N |  | 0.0000 |  | mg/l | [6 empty] | Cr VI_Conc
19 elements-toys_ICP-MS_0.4µgl_XMN | 1 | R | Pt | Raw Value | 2 | Numeric | 1 | Y | N |  | 0.0000 |  | mg/l | [6 empty] | Pt_Conc
19 elements-toys_ICP-MS_0.4µgl_XMN | 1 | R | Hf | Raw Value | 2 | Numeric | 1 | Y | N |  | 0.0000 |  | mg/l | [6 empty] | Hf_Conc
PFOA_PFOS_GC-MS_10µgl_XMN | 1 | R | N-Me-FOSA | Raw Value | 2 | Numeric | 1 | Y | N |  | 0.0000 |  | µg/l | [6 empty] | N-Me-FOSA_Conc
PFOA_PFOS_GC-MS_10µgl_XMN | 1 | R | N-Et-FOSA | Raw Value | 2 | Numeric | 1 | Y | N |  | 0.0000 |  | µg/l | [6 empty] | N-Et-FOSA_Conc
PFOA_PFOS_GC-MS_10µgl_XMN | 1 | R | N-Me-FOSE | Raw Value | 2 | Numeric | 1 | Y | N |  | 0.0000 |  | µg/l | [6 empty] | N-Me-FOSE_Conc
PFOA_PFOS_GC-MS_10µgl_XMN | 1 | R | N-Et-FOSE | Raw Value | 2 | Numeric | 1 | Y | N |  | 0.0000 |  | µg/l | [6 empty] | N-Et-FOSE_Conc
PFOA_PFOS_GC-MS_10µgl_XMN | 1 | R | 4:2 FTOH | Raw Value | 2 | Numeric | 1 | Y | N |  | 0.0000 |  | µg/l | [6 empty] | 4:2 FTOH_Conc
PFOA_PFOS_GC-MS_10µgl_XMN | 1 | R | 6:2 FTOH | Raw Value | 2 | Numeric | 1 | Y | N |  | 0.0000 |  | µg/l | [6 empty] | 6:2 FTOH_Conc
PFOA_PFOS_GC-MS_10µgl_XMN | 1 | R | 8:2 FTOH | Raw Value | 2 | Numeric | 1 | Y | N |  | 0.0000 |  | µg/l | [6 empty] | 8:2 FTOH_Conc
PFOA_PFOS_GC-MS_10µgl_XMN | 1 | R | 10:2 FTOH | Raw Value | 2 | Numeric | 1 | Y | N |  | 0.0000 |  | µg/l | [6 empty] | 10:2 FTOH_Conc
PFOA_PFOS_LC-MSMS_0.5µgl_XMN | 1 | R | 8:2 FTS | Raw Value | 2 | Numeric | 1 | Y | N |  | 0.0000 |  | µg/l | [6 empty] | 8:2 FTS_Conc
PFOA_PFOS_LC-MSMS_0.5µgl_XMN | 1 | R | 8:2 FTA | Raw Value | 2 | Numeric | 1 | Y | N |  | 0.0000 |  | µg/l | [6 empty] | 8:2 FTA_Conc
PFOA_PFOS_LC-MSMS_0.5µgl_XMN | 1 | R | 8:2 FTMA | Raw Value | 2 | Numeric | 1 | Y | N |  | 0.0000 |  | µg/l | [6 empty] | 8:2 FTMA_Conc
PFOA_PFOS_LC-MSMS_0.5µgl_XMN | 1 | R | PFNA | Raw Value | 2 | Numeric | 1 | Y | N |  | 0.0000 |  | µg/l | [6 empty] | PFNA_Conc
PFOA_PFOS_LC-MSMS_0.5µgl_XMN | 1 | R | PFBS | Raw Value | 2 | Numeric | 1 | Y | N |  | 0.0000 |  | µg/l | [6 empty] | PFBS_Conc
PFOA_PFOS_LC-MSMS_0.5µgl_XMN | 1 | R | PFUdA | Raw Value | 2 | Numeric | 1 | Y | N |  | 0.0000 |  | µg/l | [6 empty] | PFUdA_Conc
PFOA_PFOS_LC-MSMS_0.5µgl_XMN | 1 | R | PFDoA | Raw Value | 2 | Numeric | 1 | Y | N |  | 0.0000 |  | µg/l | [6 empty] | PFDoA_Conc
PFOA_PFOS_LC-MSMS_0.5µgl_XMN | 1 | R | PFTrDA | Raw Value | 2 | Numeric | 1 | Y | N |  | 0.0000 |  | µg/l | [6 empty] | PFTrDA_Conc
PFOA_PFOS_LC-MSMS_0.5µgl_XMN | 1 | R | PFTeDA | Raw Value | 2 | Numeric | 1 | Y | N |  | 0.0000 |  | µg/l | [6 empty] | PFTeDA_Conc
PFOA_PFOS_LC-MSMS_0.5µgl_XMN | 1 | R | PFDA | Raw Value | 2 | Numeric | 1 | Y | N |  | 0.0000 |  | µg/l | [6 empty] | PFDA_Conc
PFOA_PFOS_LC-MSMS_0.5µgl_XMN | 1 | R | PFHxS | Raw Value | 2 | Numeric | 1 | Y | N |  | 0.0000 |  | µg/l | [6 empty] | PFHxS_Conc
PFOA_PFOS_LC-MSMS_0.5µgl_XMN | 1 | R | PFHxA | Raw Value | 2 | Numeric | 1 | Y | N |  | 0.0000 |  | µg/l | [6 empty] | PFHxA_Conc
PFOA_PFOS_LC-MSMS_0.5µgl_XMN | 1 | R | PFHpA | Raw Value | 2 | Numeric | 1 | Y | N |  | 0.0000 |  | µg/l | [6 empty] | PFHpA_Conc
PFOA_PFOS_LC-MSMS_0.5µgl_XMN | 1 | R | Et-PFOA | Raw Value | 2 | Numeric | 1 | Y | N |  | 0.0000 |  | µg/l | [6 empty] | PFHxS_Conc
PFOA_PFOS_LC-MSMS_0.5µgl_XMN | 1 | R | Me-PFOA | Raw Value | 2 | Numeric | 1 | Y | N |  | 0.0000 |  | µg/l | [6 empty] | PFHxA_Conc
PFOA_PFOS_LC-MSMS_0.5µgl_XMN | 1 | R | POSF | Raw Value | 2 | Numeric | 1 | Y | N |  | 0.0000 |  | µg/l | [6 empty] | PFHpA_Conc
PFOA_PFOS_LC-MSMS_0.5µgl_XMN | 1 | R | PFOS | Raw Value | 2 | Numeric | 1 | Y | N |  | 0.0000 |  | µg/l | [6 empty] | PFOS_Conc
PFOA_PFOS_LC-MSMS_0.5µgl_XMN | 1 | R | PFOSA | Raw Value | 2 | Numeric | 1 | Y | N |  | 0.0000 |  | µg/l | [6 empty] | PFOSA_Conc
PFOA_PFOS_LC-MSMS_0.5µgl_XMN | 1 | R | PFOA | Raw Value | 2 | Numeric | 1 | Y | N |  | 0.0000 |  | µg/l | [6 empty] | PFOA_Conc
OTC > 6_GC-MS_20µgl_XMN | 1 | R | MBT | Raw Value | 2 | Numeric | 1 | Y | N |  | 0.0000 |  | µg/l | [6 empty] | MBT_Conc
OTC > 6_GC-MS_20µgl_XMN | 1 | R | DBT | Raw Value | 2 | Numeric | 1 | Y | N |  | 0.0000 |  | µg/l | [6 empty] | DBT_Conc
OTC > 6_GC-MS_20µgl_XMN | 1 | R | TBT | Raw Value | 2 | Numeric | 1 | Y | N |  | 0.0000 |  | µg/l | [6 empty] | TBT_Conc
OTC > 6_GC-MS_20µgl_XMN | 1 | R | TeBT | Raw Value | 2 | Numeric | 1 | Y | N |  | 0.0000 |  | µg/l | [6 empty] | TeBT_Conc
OTC > 6_GC-MS_20µgl_XMN | 1 | R | TBTO | Raw Value | 2 | Numeric | 1 | Y | N |  | 0.0000 |  | µg/l | [6 empty] | TBTO_Conc
OTC > 6_GC-MS_20µgl_XMN | 1 | R | MOT | Raw Value | 2 | Numeric | 1 | Y | N |  | 0.0000 |  | µg/l | [6 empty] | MOT_Conc
OTC > 6_GC-MS_20µgl_XMN | 1 | R | DOT | Raw Value | 2 | Numeric | 1 | Y | N |  | 0.0000 |  | µg/l | [6 empty] | DOT_Conc
OTC > 6_GC-MS_20µgl_XMN | 1 | R | TOT | Raw Value | 2 | Numeric | 1 | Y | N |  | 0.0000 |  | µg/l | [6 empty] | TOT_Conc
OTC > 6_GC-MS_20µgl_XMN | 1 | R | DOTO | Raw Value | 2 | Numeric | 1 | Y | N |  | 0.0000 |  | µg/l | [6 empty] | DOTO_Conc
OTC > 6_GC-MS_20µgl_XMN | 1 | R | TCyT | Raw Value | 2 | Numeric | 1 | Y | N |  | 0.0000 |  | µg/l | [6 empty] | TCyT_Conc
OTC > 6_GC-MS_20µgl_XMN | 1 | R | MHT | Raw Value | 2 | Numeric | 1 | Y | N |  | 0.0000 |  | µg/l | [6 empty] | MHT_Conc
OTC > 6_GC-MS_20µgl_XMN | 1 | R | DHT | Raw Value | 2 | Numeric | 1 | Y | N |  | 0.0000 |  | µg/l | [6 empty] | DHT_Conc
OTC > 6_GC-MS_20µgl_XMN | 1 | R | DMT | Raw Value | 2 | Numeric | 1 | Y | N |  | 0.0000 |  | µg/l | [6 empty] | DMT_Conc
OTC > 6_GC-MS_20µgl_XMN | 1 | R | TMT | Raw Value | 2 | Numeric | 1 | Y | N |  | 0.0000 |  | µg/l | [6 empty] | TMT_Conc
OTC > 6_GC-MS_20µgl_XMN | 1 | R | TPhT | Raw Value | 2 | Numeric | 1 | Y | N |  | 0.0000 |  | µg/l | [6 empty] | TPhT_Conc
OTC > 6_GC-MS_20µgl_XMN | 1 | R | TPrT | Raw Value | 2 | Numeric | 1 | Y | N |  | 0.0000 |  | µg/l | [6 empty] | TPrT_Conc
OTC > 6_GC-MS_20µgl_XMN | 1 | R | MMT | Raw Value | 2 | Numeric | 1 | Y | N |  | 0.0000 |  | µg/l | [6 empty] | MMT_Conc
OTC > 6_GC-MS_20µgl_XMN | 1 | R | DPhT | Raw Value | 2 | Numeric | 1 | Y | N |  | 0.0000 |  | µg/l | [6 empty] | DPhT_Conc
OTC > 6_GC-MS_20µgl_XMN | 1 | R | MPhT | Raw Value | 2 | Numeric | 1 | Y | N |  | 0.0000 |  | µg/l | [6 empty] | MPhT_Conc
OTC > 6_GC-MS_20µgl_XMN | 1 | R | DPrT | Raw Value | 2 | Numeric | 1 | Y | N |  | 0.0000 |  | µg/l | [6 empty] | DPrT_Conc
Flame Retardants_LC-MS_0.5mgl_XMN | 1 | R | TRIS | Raw Value | 2 | Numeric | 1 | Y | N |  | 0.0000 |  | µg/l | [6 empty] | TRIS_Conc
Flame Retardants_LC-MS_0.5mgl_XMN | 1 | R | TEPA | Raw Value | 2 | Numeric | 1 | Y | N |  | 0.0000 |  | µg/l | [6 empty] | TEPA_Conc
Flame Retardants_LC-MS_0.5mgl_XMN | 1 | R | TCPP | Raw Value | 2 | Numeric | 1 | Y | N |  | 0.0000 |  | µg/l | [6 empty] | TCPP_Conc
Flame Retardants_LC-MS_0.5mgl_XMN | 1 | R | HBCDD | Raw Value | 2 | Numeric | 1 | Y | N |  | 0.0000 |  | µg/l | [6 empty] | HBCDD_Conc
Flame Retardants_LC-MS_0.5mgl_XMN | 1 | R | TBBPA | Raw Value | 2 | Numeric | 1 | Y | N |  | 0.0000 |  | µg/l | [6 empty] | TBBPA_Conc
Flame Retardants_LC-MS_0.5mgl_XMN | 1 | R | TDCPP | Raw Value | 2 | Numeric | 1 | Y | N |  | 0.0000 |  | µg/l | [6 empty] | TDCPP_Conc
Flame Retardants_LC-MS_0.5mgl_XMN | 1 | R | TCEP | Raw Value | 2 | Numeric | 1 | Y | N |  | 0.0000 |  | µg/l | [6 empty] | TCEP_Conc
Flame Retardants_LC-MS_0.5mgl_XMN | 1 | R | TXP | Raw Value | 2 | Numeric | 1 | Y | N |  | 0.0000 |  | µg/l | [6 empty] | TXP_Conc
Flame Retardants_LC-MS_0.5mgl_XMN | 1 | R | V6 | Raw Value | 2 | Numeric | 1 | Y | N |  | 0.0000 |  | µg/l | [6 empty] | V6_Conc
Flame Retardants_LC-MS_0.5mgl_XMN | 1 | R | BPDPP | Raw Value | 2 | Numeric | 1 | Y | N |  | 0.0000 |  | µg/l | [6 empty] | BPDPP_Conc
Flame Retardants_LC-MS_0.5mgl_XMN | 1 | R | DBPPP | Raw Value | 2 | Numeric | 1 | Y | N |  | 0.0000 |  | µg/l | [6 empty] | DBPPP_Conc
Flame Retardants_LC-MS_0.5mgl_XMN | 1 | R | TBPP | Raw Value | 2 | Numeric | 1 | Y | N |  | 0.0000 |  | µg/l | [6 empty] | TBPP_Conc
Flame Retardants_LC-MS_0.5mgl_XMN | 1 | R | TPT | Raw Value | 2 | Numeric | 1 | Y | N |  | 0.0000 |  | µg/l | [6 empty] | TPT_Conc
Flame Retardants_LC-MS_0.5mgl_XMN | 1 | R | BBMP | Raw Value | 2 | Numeric | 1 | Y | N |  | 0.0000 |  | µg/l | [6 empty] | BBMP_Conc
Flame Retardants_LC-MS_0.5mgl_XMN | 1 | R | BDBPP | Raw Value | 2 | Numeric | 1 | Y | N |  | 0.0000 |  | µg/l | [6 empty] | BDBPP_Conc
Flame Retardants_GC-MS_0.25mgl_XMN | 1 | R | DecaBB | Raw Value | 2 | Numeric | 1 | Y | N |  | 0.0000 |  | µg/l | [6 empty] | DecaBB_Conc
Flame Retardants_GC-MS_0.25mgl_XMN | 1 | R | DecaBDE | Raw Value | 2 | Numeric | 1 | Y | N |  | 0.0000 |  | µg/l | [6 empty] | DecaBDE_Conc
Flame Retardants_GC-MS_0.25mgl_XMN | 1 | R | MonoBB | Raw Value | 2 | Numeric | 1 | Y | N |  | 0.0000 |  | µg/l | [6 empty] | MonoBB_Conc
Flame Retardants_GC-MS_0.25mgl_XMN | 1 | R | DiBB | Raw Value | 2 | Numeric | 1 | Y | N |  | 0.0000 |  | µg/l | [6 empty] | DiBB_Conc
Flame Retardants_GC-MS_0.25mgl_XMN | 1 | R | TriBB | Raw Value | 2 | Numeric | 1 | Y | N |  | 0.0000 |  | µg/l | [6 empty] | TriBB_Conc
Flame Retardants_GC-MS_0.25mgl_XMN | 1 | R | TetraBB | Raw Value | 2 | Numeric | 1 | Y | N |  | 0.0000 |  | µg/l | [6 empty] | TetraBB_Conc
Flame Retardants_GC-MS_0.25mgl_XMN | 1 | R | PentaBB | Raw Value | 2 | Numeric | 1 | Y | N |  | 0.0000 |  | µg/l | [6 empty] | PentaBB_Conc
Flame Retardants_GC-MS_0.25mgl_XMN | 1 | R | HexaBB | Raw Value | 2 | Numeric | 1 | Y | N |  | 0.0000 |  | µg/l | [6 empty] | HexaBB_Conc
Flame Retardants_GC-MS_0.25mgl_XMN | 1 | R | HeptaBB | Raw Value | 2 | Numeric | 1 | Y | N |  | 0.0000 |  | µg/l | [6 empty] | HeptaBB_Conc
Flame Retardants_GC-MS_0.25mgl_XMN | 1 | R | OctaBB | Raw Value | 2 | Numeric | 1 | Y | N |  | 0.0000 |  | µg/l | [6 empty] | OctaBB_Conc
Flame Retardants_GC-MS_0.25mgl_XMN | 1 | R | NonaBB | Raw Value | 2 | Numeric | 1 | Y | N |  | 0.0000 |  | µg/l | [6 empty] | NonaBB_Conc
Flame Retardants_GC-MS_0.25mgl_XMN | 1 | R | MonoBDE | Raw Value | 2 | Numeric | 1 | Y | N |  | 0.0000 |  | µg/l | [6 empty] | MonoBDE_Conc
Flame Retardants_GC-MS_0.25mgl_XMN | 1 | R | DiBDE | Raw Value | 2 | Numeric | 1 | Y | N |  | 0.0000 |  | µg/l | [6 empty] | DiBDE_Conc
Flame Retardants_GC-MS_0.25mgl_XMN | 1 | R | TriBDE | Raw Value | 2 | Numeric | 1 | Y | N |  | 0.0000 |  | µg/l | [6 empty] | TriBDE_Conc
Flame Retardants_GC-MS_0.25mgl_XMN | 1 | R | TetraBDE | Raw Value | 2 | Numeric | 1 | Y | N |  | 0.0000 |  | µg/l | [6 empty] | TetraBDE_Conc
Flame Retardants_GC-MS_0.25mgl_XMN | 1 | R | PentaBDE | Raw Value | 2 | Numeric | 1 | Y | N |  | 0.0000 |  | µg/l | [6 empty] | PentaBDE_Conc
Flame Retardants_GC-MS_0.25mgl_XMN | 1 | R | HexaBDE | Raw Value | 2 | Numeric | 1 | Y | N |  | 0.0000 |  | µg/l | [6 empty] | HexaBDE_Conc
Flame Retardants_GC-MS_0.25mgl_XMN | 1 | R | HeptaBDE | Raw Value | 2 | Numeric | 1 | Y | N |  | 0.0000 |  | µg/l | [6 empty] | HeptaBDE_Conc
Flame Retardants_GC-MS_0.25mgl_XMN | 1 | R | OctaBDE | Raw Value | 2 | Numeric | 1 | Y | N |  | 0.0000 |  | µg/l | [6 empty] | OctaBDE_Conc
Flame Retardants_GC-MS_0.25mgl_XMN | 1 | R | NonaBDE | Raw Value | 2 | Numeric | 1 | Y | N |  | 0.0000 |  | µg/l | [6 empty] | NonaBDE_Conc
Ni Release Coatings_ICP-OES_0.01mgl_XMN | 1 | R | Nickel release | Raw Value | 2 | Numeric | 1 | Y | N |  | 0.0000 |  | µg/l | [6 empty] | Nickel release_Conc
Extract Metals-Txt_ICP-MS_0.4µgl_XMN | 1 | R | Al | Raw Value | 2 | Numeric | 1 | Y | N |  | 0.0000 |  | µg/l | [6 empty] | Al_Conc
Extract Metals-Txt_ICP-MS_0.4µgl_XMN | 1 | R | Sb | Raw Value | 2 | Numeric | 1 | Y | N |  | 0.0000 |  | µg/l | [6 empty] | Sb_Conc
Extract Metals-Txt_ICP-MS_0.4µgl_XMN | 1 | R | Cd | Raw Value | 2 | Numeric | 1 | Y | N |  | 0.0000 |  | µg/l | [6 empty] | Cd_Conc
Extract Metals-Txt_ICP-MS_0.4µgl_XMN | 1 | R | As | Raw Value | 2 | Numeric | 1 | Y | N |  | 0.0000 |  | µg/l | [6 empty] | As_Conc
Extract Metals-Txt_ICP-MS_0.4µgl_XMN | 1 | R | Cr | Raw Value | 2 | Numeric | 1 | Y | N |  | 0.0000 |  | µg/l | [6 empty] | Cr_Conc
Extract Metals-Txt_ICP-MS_0.4µgl_XMN | 1 | R | Pb | Raw Value | 2 | Numeric | 1 | Y | N |  | 0.0000 |  | µg/l | [6 empty] | Pb_Conc
Extract Metals-Txt_ICP-MS_0.4µgl_XMN | 1 | R | Hg | Raw Value | 2 | Numeric | 1 | Y | N |  | 0.0000 |  | µg/l | [6 empty] | Hg_Conc
Extract Metals-Txt_ICP-MS_0.4µgl_XMN | 1 | R | Co | Raw Value | 2 | Numeric | 1 | Y | N |  | 0.0000 |  | µg/l | [6 empty] | Co_Conc
Extract Metals-Txt_ICP-MS_0.4µgl_XMN | 1 | R | Cu | Raw Value | 2 | Numeric | 1 | Y | N |  | 0.0000 |  | µg/l | [6 empty] | Cu_Conc
Extract Metals-Txt_ICP-MS_0.4µgl_XMN | 1 | R | Ti | Raw Value | 2 | Numeric | 1 | Y | N |  | 0.0000 |  | µg/l | [6 empty] | Ti_Conc
Extract Metals-Txt_ICP-MS_0.4µgl_XMN | 1 | R | Zr | Raw Value | 2 | Numeric | 1 | Y | N |  | 0.0000 |  | µg/l | [6 empty] | Zr_Conc
Extract Metals-Txt_ICP-MS_0.4µgl_XMN | 1 | R | Ni | Raw Value | 2 | Numeric | 1 | Y | N |  | 0.0000 |  | µg/l | [6 empty] | Ni_Conc
Extract Metals-Txt_ICP-MS_0.4µgl_XMN | 1 | R | Ba | Raw Value | 2 | Numeric | 1 | Y | N |  | 0.0000 |  | µg/l | [6 empty] | Ba_Conc
Extract Metals-Txt_ICP-MS_0.4µgl_XMN | 1 | R | Ca | Raw Value | 2 | Numeric | 1 | Y | N |  | 0.0000 |  | µg/l | [6 empty] | Ca_Conc
Extract Metals-Txt_ICP-MS_0.4µgl_XMN | 1 | R | Fe | Raw Value | 2 | Numeric | 1 | Y | N |  | 0.0000 |  | µg/l | [6 empty] | Fe_Conc
Extract Metals-Txt_ICP-MS_0.4µgl_XMN | 1 | R | Mn | Raw Value | 2 | Numeric | 1 | Y | N |  | 0.0000 |  | µg/l | [6 empty] | Mn_Conc
Extract Metals-Txt_ICP-MS_0.4µgl_XMN | 1 | R | Mg | Raw Value | 2 | Numeric | 1 | Y | N |  | 0.0000 |  | µg/l | [6 empty] | Mg_Conc
Extract Metals-Txt_ICP-MS_0.4µgl_XMN | 1 | R | Mo | Raw Value | 2 | Numeric | 1 | Y | N |  | 0.0000 |  | µg/l | [6 empty] | Mo_Conc
Extract Metals-Txt_ICP-MS_0.4µgl_XMN | 1 | R | K | Raw Value | 2 | Numeric | 1 | Y | N |  | 0.0000 |  | µg/l | [6 empty] | K_Conc
Extract Metals-Txt_ICP-MS_0.4µgl_XMN | 1 | R | Se | Raw Value | 2 | Numeric | 1 | Y | N |  | 0.0000 |  | µg/l | [6 empty] | Se_Conc
Extract Metals-Txt_ICP-MS_0.4µgl_XMN | 1 | R | Zn | Raw Value | 2 | Numeric | 1 | Y | N |  | 0.0000 |  | µg/l | [6 empty] | Zn_Conc
Extract Metals-Txt_ICP-MS_0.4µgl_XMN | 1 | R | Sn | Raw Value | 2 | Numeric | 1 | Y | N |  | 0.0000 |  | µg/l | [6 empty] | Sn_Conc
Extract Metals-Txt_ICP-MS_0.4µgl_XMN | 1 | R | Na | Raw Value | 2 | Numeric | 1 | Y | N |  | 0.0000 |  | µg/l | [6 empty] | Na_Conc
Extract Metals-Txt_ICP-MS_0.4µgl_XMN | 1 | R | Ag | Raw Value | 2 | Numeric | 1 | Y | N |  | 0.0000 |  | µg/l | [6 empty] | Ag_Conc
Extract Metals-Txt_ICP-MS_0.4µgl_XMN | 1 | R | V | Raw Value | 2 | Numeric | 1 | Y | N |  | 0.0000 |  | µg/l | [6 empty] | V_Conc
Extract Metals-Txt_ICP-MS_0.4µgl_XMN | 1 | R | Be | Raw Value | 2 | Numeric | 1 | Y | N |  | 0.0000 |  | µg/l | [6 empty] | Be_Conc
Extract Metals-Txt_ICP-MS_0.4µgl_XMN | 1 | R | Li | Raw Value | 2 | Numeric | 1 | Y | N |  | 0.0000 |  | µg/l | [6 empty] | Li_Conc
Extract Metals-Txt_ICP-MS_0.4µgl_XMN | 1 | R | Tl | Raw Value | 2 | Numeric | 1 | Y | N |  | 0.0000 |  | µg/l | [6 empty] | Tl_Conc
Extract Metals-Txt_ICP-MS_0.4µgl_XMN | 1 | R | Si | Raw Value | 2 | Numeric | 1 | Y | N |  | 0.0000 |  | µg/l | [6 empty] | Si_Conc
Extract Metals-Txt_ICP-MS_0.4µgl_XMN | 1 | R | Sr | Raw Value | 2 | Numeric | 1 | Y | N |  | 0.0000 |  | µg/l | [6 empty] | Sr_Conc
Extract Metals-Txt_ICP-MS_0.4µgl_XMN | 1 | R | Ta | Raw Value | 2 | Numeric | 1 | Y | N |  | 0.0000 |  | µg/l | [6 empty] | Ta_Conc
Extract Metals-Txt_ICP-MS_0.4µgl_XMN | 1 | R | B | Raw Value | 2 | Numeric | 1 | Y | N |  | 0.0000 |  | µg/l | [6 empty] | B_Conc
Extract Metals-Txt_ICP-MS_0.4µgl_XMN | 1 | R | Cr III | Raw Value | 2 | Numeric | 1 | Y | N |  | 0.0000 |  | µg/l | [6 empty] | Cr III_Conc
Extract Metals-Txt_ICP-MS_0.4µgl_XMN | 1 | R | Cr VI | Raw Value | 2 | Numeric | 1 | Y | N |  | 0.0000 |  | µg/l | [6 empty] | Cr VI_Conc
Extract Metals-Txt_ICP-MS_0.4µgl_XMN | 1 | R | Pt | Raw Value | 2 | Numeric | 1 | Y | N |  | 0.0000 |  | µg/l | [6 empty] | Pt_Conc
Extract Metals-Txt_ICP-MS_0.4µgl_XMN | 1 | R | Hf | Raw Value | 2 | Numeric | 1 | Y | N |  | 0.0000 |  | µg/l | [6 empty] | Hf_Conc
Extract Metals-Lth_ICP-MS_0.4µgl_XMN | 1 | R | Al | Raw Value | 2 | Numeric | 1 | Y | N |  | 0.0000 |  | µg/l | [6 empty] | Al_Conc
Extract Metals-Lth_ICP-MS_0.4µgl_XMN | 1 | R | Sb | Raw Value | 2 | Numeric | 1 | Y | N |  | 0.0000 |  | µg/l | [6 empty] | Sb_Conc
Extract Metals-Lth_ICP-MS_0.4µgl_XMN | 1 | R | Cd | Raw Value | 2 | Numeric | 1 | Y | N |  | 0.0000 |  | µg/l | [6 empty] | Cd_Conc
Extract Metals-Lth_ICP-MS_0.4µgl_XMN | 1 | R | As | Raw Value | 2 | Numeric | 1 | Y | N |  | 0.0000 |  | µg/l | [6 empty] | As_Conc
Extract Metals-Lth_ICP-MS_0.4µgl_XMN | 1 | R | Cr | Raw Value | 2 | Numeric | 1 | Y | N |  | 0.0000 |  | µg/l | [6 empty] | Cr_Conc
Extract Metals-Lth_ICP-MS_0.4µgl_XMN | 1 | R | Pb | Raw Value | 2 | Numeric | 1 | Y | N |  | 0.0000 |  | µg/l | [6 empty] | Pb_Conc
Extract Metals-Lth_ICP-MS_0.4µgl_XMN | 1 | R | Hg | Raw Value | 2 | Numeric | 1 | Y | N |  | 0.0000 |  | µg/l | [6 empty] | Hg_Conc
Extract Metals-Lth_ICP-MS_0.4µgl_XMN | 1 | R | Co | Raw Value | 2 | Numeric | 1 | Y | N |  | 0.0000 |  | µg/l | [6 empty] | Co_Conc
Extract Metals-Lth_ICP-MS_0.4µgl_XMN | 1 | R | Cu | Raw Value | 2 | Numeric | 1 | Y | N |  | 0.0000 |  | µg/l | [6 empty] | Cu_Conc
Extract Metals-Lth_ICP-MS_0.4µgl_XMN | 1 | R | Ti | Raw Value | 2 | Numeric | 1 | Y | N |  | 0.0000 |  | µg/l | [6 empty] | Ti_Conc
Extract Metals-Lth_ICP-MS_0.4µgl_XMN | 1 | R | Zr | Raw Value | 2 | Numeric | 1 | Y | N |  | 0.0000 |  | µg/l | [6 empty] | Zr_Conc
Extract Metals-Lth_ICP-MS_0.4µgl_XMN | 1 | R | Ni | Raw Value | 2 | Numeric | 1 | Y | N |  | 0.0000 |  | µg/l | [6 empty] | Ni_Conc
Extract Metals-Lth_ICP-MS_0.4µgl_XMN | 1 | R | Ba | Raw Value | 2 | Numeric | 1 | Y | N |  | 0.0000 |  | µg/l | [6 empty] | Ba_Conc
Extract Metals-Lth_ICP-MS_0.4µgl_XMN | 1 | R | Ca | Raw Value | 2 | Numeric | 1 | Y | N |  | 0.0000 |  | µg/l | [6 empty] | Ca_Conc
Extract Metals-Lth_ICP-MS_0.4µgl_XMN | 1 | R | Fe | Raw Value | 2 | Numeric | 1 | Y | N |  | 0.0000 |  | µg/l | [6 empty] | Fe_Conc
Extract Metals-Lth_ICP-MS_0.4µgl_XMN | 1 | R | Mn | Raw Value | 2 | Numeric | 1 | Y | N |  | 0.0000 |  | µg/l | [6 empty] | Mn_Conc
Extract Metals-Lth_ICP-MS_0.4µgl_XMN | 1 | R | Mg | Raw Value | 2 | Numeric | 1 | Y | N |  | 0.0000 |  | µg/l | [6 empty] | Mg_Conc
Extract Metals-Lth_ICP-MS_0.4µgl_XMN | 1 | R | Mo | Raw Value | 2 | Numeric | 1 | Y | N |  | 0.0000 |  | µg/l | [6 empty] | Mo_Conc
Extract Metals-Lth_ICP-MS_0.4µgl_XMN | 1 | R | K | Raw Value | 2 | Numeric | 1 | Y | N |  | 0.0000 |  | µg/l | [6 empty] | K_Conc
Extract Metals-Lth_ICP-MS_0.4µgl_XMN | 1 | R | Se | Raw Value | 2 | Numeric | 1 | Y | N |  | 0.0000 |  | µg/l | [6 empty] | Se_Conc
Extract Metals-Lth_ICP-MS_0.4µgl_XMN | 1 | R | Zn | Raw Value | 2 | Numeric | 1 | Y | N |  | 0.0000 |  | µg/l | [6 empty] | Zn_Conc
Extract Metals-Lth_ICP-MS_0.4µgl_XMN | 1 | R | Sn | Raw Value | 2 | Numeric | 1 | Y | N |  | 0.0000 |  | µg/l | [6 empty] | Sn_Conc
Extract Metals-Lth_ICP-MS_0.4µgl_XMN | 1 | R | Na | Raw Value | 2 | Numeric | 1 | Y | N |  | 0.0000 |  | µg/l | [6 empty] | Na_Conc
Extract Metals-Lth_ICP-MS_0.4µgl_XMN | 1 | R | Ag | Raw Value | 2 | Numeric | 1 | Y | N |  | 0.0000 |  | µg/l | [6 empty] | Ag_Conc
Extract Metals-Lth_ICP-MS_0.4µgl_XMN | 1 | R | V | Raw Value | 2 | Numeric | 1 | Y | N |  | 0.0000 |  | µg/l | [6 empty] | V_Conc
Extract Metals-Lth_ICP-MS_0.4µgl_XMN | 1 | R | Be | Raw Value | 2 | Numeric | 1 | Y | N |  | 0.0000 |  | µg/l | [6 empty] | Be_Conc
Extract Metals-Lth_ICP-MS_0.4µgl_XMN | 1 | R | Li | Raw Value | 2 | Numeric | 1 | Y | N |  | 0.0000 |  | µg/l | [6 empty] | Li_Conc
Extract Metals-Lth_ICP-MS_0.4µgl_XMN | 1 | R | Tl | Raw Value | 2 | Numeric | 1 | Y | N |  | 0.0000 |  | µg/l | [6 empty] | Tl_Conc
Extract Metals-Lth_ICP-MS_0.4µgl_XMN | 1 | R | Si | Raw Value | 2 | Numeric | 1 | Y | N |  | 0.0000 |  | µg/l | [6 empty] | Si_Conc
Extract Metals-Lth_ICP-MS_0.4µgl_XMN | 1 | R | Sr | Raw Value | 2 | Numeric | 1 | Y | N |  | 0.0000 |  | µg/l | [6 empty] | Sr_Conc
Extract Metals-Lth_ICP-MS_0.4µgl_XMN | 1 | R | Ta | Raw Value | 2 | Numeric | 1 | Y | N |  | 0.0000 |  | µg/l | [6 empty] | Ta_Conc
Extract Metals-Lth_ICP-MS_0.4µgl_XMN | 1 | R | B | Raw Value | 2 | Numeric | 1 | Y | N |  | 0.0000 |  | µg/l | [6 empty] | B_Conc
Extract Metals-Lth_ICP-MS_0.4µgl_XMN | 1 | R | Cr III | Raw Value | 2 | Numeric | 1 | Y | N |  | 0.0000 |  | µg/l | [6 empty] | Cr III_Conc
Extract Metals-Lth_ICP-MS_0.4µgl_XMN | 1 | R | Cr VI | Raw Value | 2 | Numeric | 1 | Y | N |  | 0.0000 |  | µg/l | [6 empty] | Cr VI_Conc
Extract Metals-Lth_ICP-MS_0.4µgl_XMN | 1 | R | Pt | Raw Value | 2 | Numeric | 1 | Y | N |  | 0.0000 |  | µg/l | [6 empty] | Pt_Conc
Extract Metals-Lth_ICP-MS_0.4µgl_XMN | 1 | R | Hf | Raw Value | 2 | Numeric | 1 | Y | N |  | 0.0000 |  | µg/l | [6 empty] | Hf_Conc
Total HM-digest-Txt_ICP-OES_0.04mgL_XMN | 1 | R | Al | Raw Value | 2 | Numeric | 1 | Y | N |  | 0.0000 |  | µg/l | [6 empty] | Al_Conc
Total HM-digest-Txt_ICP-OES_0.04mgL_XMN | 1 | R | Sb | Raw Value | 2 | Numeric | 1 | Y | N |  | 0.0000 |  | µg/l | [6 empty] | Sb_Conc
Total HM-digest-Txt_ICP-OES_0.04mgL_XMN | 1 | R | Cd | Raw Value | 2 | Numeric | 1 | Y | N |  | 0.0000 |  | µg/l | [6 empty] | Cd_Conc
Total HM-digest-Txt_ICP-OES_0.04mgL_XMN | 1 | R | As | Raw Value | 2 | Numeric | 1 | Y | N |  | 0.0000 |  | µg/l | [6 empty] | As_Conc
Total HM-digest-Txt_ICP-OES_0.04mgL_XMN | 1 | R | Cr | Raw Value | 2 | Numeric | 1 | Y | N |  | 0.0000 |  | µg/l | [6 empty] | Cr_Conc
Total HM-digest-Txt_ICP-OES_0.04mgL_XMN | 1 | R | Pb | Raw Value | 2 | Numeric | 1 | Y | N |  | 0.0000 |  | µg/l | [6 empty] | Pb_Conc
Total HM-digest-Txt_ICP-OES_0.04mgL_XMN | 1 | R | Hg | Raw Value | 2 | Numeric | 1 | Y | N |  | 0.0000 |  | µg/l | [6 empty] | Hg_Conc
Total HM-digest-Txt_ICP-OES_0.04mgL_XMN | 1 | R | Co | Raw Value | 2 | Numeric | 1 | Y | N |  | 0.0000 |  | µg/l | [6 empty] | Co_Conc
Total HM-digest-Txt_ICP-OES_0.04mgL_XMN | 1 | R | Cu | Raw Value | 2 | Numeric | 1 | Y | N |  | 0.0000 |  | µg/l | [6 empty] | Cu_Conc
Total HM-digest-Txt_ICP-OES_0.04mgL_XMN | 1 | R | Ti | Raw Value | 2 | Numeric | 1 | Y | N |  | 0.0000 |  | µg/l | [6 empty] | Ti_Conc
Total HM-digest-Txt_ICP-OES_0.04mgL_XMN | 1 | R | Zr | Raw Value | 2 | Numeric | 1 | Y | N |  | 0.0000 |  | µg/l | [6 empty] | Zr_Conc
Total HM-digest-Txt_ICP-OES_0.04mgL_XMN | 1 | R | Ni | Raw Value | 2 | Numeric | 1 | Y | N |  | 0.0000 |  | µg/l | [6 empty] | Ni_Conc
Total HM-digest-Txt_ICP-OES_0.04mgL_XMN | 1 | R | Ba | Raw Value | 2 | Numeric | 1 | Y | N |  | 0.0000 |  | µg/l | [6 empty] | Ba_Conc
Total HM-digest-Txt_ICP-OES_0.04mgL_XMN | 1 | R | Ca | Raw Value | 2 | Numeric | 1 | Y | N |  | 0.0000 |  | µg/l | [6 empty] | Ca_Conc
Total HM-digest-Txt_ICP-OES_0.04mgL_XMN | 1 | R | Fe | Raw Value | 2 | Numeric | 1 | Y | N |  | 0.0000 |  | µg/l | [6 empty] | Fe_Conc
Total HM-digest-Txt_ICP-OES_0.04mgL_XMN | 1 | R | Mn | Raw Value | 2 | Numeric | 1 | Y | N |  | 0.0000 |  | µg/l | [6 empty] | Mn_Conc
Total HM-digest-Txt_ICP-OES_0.04mgL_XMN | 1 | R | Mg | Raw Value | 2 | Numeric | 1 | Y | N |  | 0.0000 |  | µg/l | [6 empty] | Mg_Conc
Total HM-digest-Txt_ICP-OES_0.04mgL_XMN | 1 | R | Mo | Raw Value | 2 | Numeric | 1 | Y | N |  | 0.0000 |  | µg/l | [6 empty] | Mo_Conc
Total HM-digest-Txt_ICP-OES_0.04mgL_XMN | 1 | R | K | Raw Value | 2 | Numeric | 1 | Y | N |  | 0.0000 |  | µg/l | [6 empty] | K_Conc
Total HM-digest-Txt_ICP-OES_0.04mgL_XMN | 1 | R | Se | Raw Value | 2 | Numeric | 1 | Y | N |  | 0.0000 |  | µg/l | [6 empty] | Se_Conc
Total HM-digest-Txt_ICP-OES_0.04mgL_XMN | 1 | R | Zn | Raw Value | 2 | Numeric | 1 | Y | N |  | 0.0000 |  | µg/l | [6 empty] | Zn_Conc
Total HM-digest-Txt_ICP-OES_0.04mgL_XMN | 1 | R | Sn | Raw Value | 2 | Numeric | 1 | Y | N |  | 0.0000 |  | µg/l | [6 empty] | Sn_Conc
Total HM-digest-Txt_ICP-OES_0.04mgL_XMN | 1 | R | Na | Raw Value | 2 | Numeric | 1 | Y | N |  | 0.0000 |  | µg/l | [6 empty] | Na_Conc
Total HM-digest-Txt_ICP-OES_0.04mgL_XMN | 1 | R | Ag | Raw Value | 2 | Numeric | 1 | Y | N |  | 0.0000 |  | µg/l | [6 empty] | Ag_Conc
Total HM-digest-Txt_ICP-OES_0.04mgL_XMN | 1 | R | V | Raw Value | 2 | Numeric | 1 | Y | N |  | 0.0000 |  | µg/l | [6 empty] | V_Conc
Total HM-digest-Txt_ICP-OES_0.04mgL_XMN | 1 | R | Be | Raw Value | 2 | Numeric | 1 | Y | N |  | 0.0000 |  | µg/l | [6 empty] | Be_Conc
Total HM-digest-Txt_ICP-OES_0.04mgL_XMN | 1 | R | Li | Raw Value | 2 | Numeric | 1 | Y | N |  | 0.0000 |  | µg/l | [6 empty] | Li_Conc
Total HM-digest-Txt_ICP-OES_0.04mgL_XMN | 1 | R | Tl | Raw Value | 2 | Numeric | 1 | Y | N |  | 0.0000 |  | µg/l | [6 empty] | Tl_Conc
Total HM-digest-Txt_ICP-OES_0.04mgL_XMN | 1 | R | Si | Raw Value | 2 | Numeric | 1 | Y | N |  | 0.0000 |  | µg/l | [6 empty] | Si_Conc
Total HM-digest-Txt_ICP-OES_0.04mgL_XMN | 1 | R | Sr | Raw Value | 2 | Numeric | 1 | Y | N |  | 0.0000 |  | µg/l | [6 empty] | Sr_Conc
Total HM-digest-Txt_ICP-OES_0.04mgL_XMN | 1 | R | Ta | Raw Value | 2 | Numeric | 1 | Y | N |  | 0.0000 |  | µg/l | [6 empty] | Ta_Conc
Total HM-digest-Txt_ICP-OES_0.04mgL_XMN | 1 | R | B | Raw Value | 2 | Numeric | 1 | Y | N |  | 0.0000 |  | µg/l | [6 empty] | B_Conc
Total HM-digest-Txt_ICP-OES_0.04mgL_XMN | 1 | R | Cr III | Raw Value | 2 | Numeric | 1 | Y | N |  | 0.0000 |  | µg/l | [6 empty] | Cr III_Conc
Total HM-digest-Txt_ICP-OES_0.04mgL_XMN | 1 | R | Cr VI | Raw Value | 2 | Numeric | 1 | Y | N |  | 0.0000 |  | µg/l | [6 empty] | Cr VI_Conc
Total HM-digest-Txt_ICP-OES_0.04mgL_XMN | 1 | R | Pt | Raw Value | 2 | Numeric | 1 | Y | N |  | 0.0000 |  | µg/l | [6 empty] | Pt_Conc
Total HM-digest-Txt_ICP-OES_0.04mgL_XMN | 1 | R | Hf | Raw Value | 2 | Numeric | 1 | Y | N |  | 0.0000 |  | µg/l | [6 empty] | Hf_Conc
Total lead -Paint_ICP-OES_0.04mgl_XMN | 1 | R | Pb | Raw Value | 2 | Numeric | 1 | Y | N |  | 0.0000 |  | µg/l | [6 empty] | Pb_Conc
Total Lead-Non metal_ICP-OES_0.04mgl_XMN | 1 | R | Pb | Raw Value | 2 | Numeric | 1 | Y | N |  | 0.0000 |  | µg/l | [6 empty] | Pb_Conc
Total Pb+Cd - Metals_ICP-OES_0.04mgl_XMN | 1 | R | Cd | Raw Value | 2 | Numeric | 1 | Y | N |  | 0.0000 |  | µg/l | [6 empty] | Cd_Conc
Total Pb+Cd - Metals_ICP-OES_0.04mgl_XMN | 1 | R | Pb | Raw Value | 2 | Numeric | 1 | Y | N |  | 0.0000 |  | µg/l | [6 empty] | Pb_Conc
Total Metals Leather_ICP-OES_0.04mgL_XMN | 1 | R | Al | Raw Value | 2 | Numeric | 1 | Y | N |  | 0.0000 |  | µg/l | [6 empty] | Al_Conc
Total Metals Leather_ICP-OES_0.04mgL_XMN | 1 | R | Sb | Raw Value | 2 | Numeric | 1 | Y | N |  | 0.0000 |  | µg/l | [6 empty] | Sb_Conc
Total Metals Leather_ICP-OES_0.04mgL_XMN | 1 | R | Cd | Raw Value | 2 | Numeric | 1 | Y | N |  | 0.0000 |  | µg/l | [6 empty] | Cd_Conc
Total Metals Leather_ICP-OES_0.04mgL_XMN | 1 | R | As | Raw Value | 2 | Numeric | 1 | Y | N |  | 0.0000 |  | µg/l | [6 empty] | As_Conc
Total Metals Leather_ICP-OES_0.04mgL_XMN | 1 | R | Cr | Raw Value | 2 | Numeric | 1 | Y | N |  | 0.0000 |  | µg/l | [6 empty] | Cr_Conc
Total Metals Leather_ICP-OES_0.04mgL_XMN | 1 | R | Pb | Raw Value | 2 | Numeric | 1 | Y | N |  | 0.0000 |  | µg/l | [6 empty] | Pb_Conc
Total Metals Leather_ICP-OES_0.04mgL_XMN | 1 | R | Hg | Raw Value | 2 | Numeric | 1 | Y | N |  | 0.0000 |  | µg/l | [6 empty] | Hg_Conc
Total Metals Leather_ICP-OES_0.04mgL_XMN | 1 | R | Co | Raw Value | 2 | Numeric | 1 | Y | N |  | 0.0000 |  | µg/l | [6 empty] | Co_Conc
Total Metals Leather_ICP-OES_0.04mgL_XMN | 1 | R | Cu | Raw Value | 2 | Numeric | 1 | Y | N |  | 0.0000 |  | µg/l | [6 empty] | Cu_Conc
Total Metals Leather_ICP-OES_0.04mgL_XMN | 1 | R | Ti | Raw Value | 2 | Numeric | 1 | Y | N |  | 0.0000 |  | µg/l | [6 empty] | Ti_Conc
Total Metals Leather_ICP-OES_0.04mgL_XMN | 1 | R | Zr | Raw Value | 2 | Numeric | 1 | Y | N |  | 0.0000 |  | µg/l | [6 empty] | Zr_Conc
Total Metals Leather_ICP-OES_0.04mgL_XMN | 1 | R | Ni | Raw Value | 2 | Numeric | 1 | Y | N |  | 0.0000 |  | µg/l | [6 empty] | Ni_Conc
Total Metals Leather_ICP-OES_0.04mgL_XMN | 1 | R | Ba | Raw Value | 2 | Numeric | 1 | Y | N |  | 0.0000 |  | µg/l | [6 empty] | Ba_Conc
Total Metals Leather_ICP-OES_0.04mgL_XMN | 1 | R | Ca | Raw Value | 2 | Numeric | 1 | Y | N |  | 0.0000 |  | µg/l | [6 empty] | Ca_Conc
Total Metals Leather_ICP-OES_0.04mgL_XMN | 1 | R | Fe | Raw Value | 2 | Numeric | 1 | Y | N |  | 0.0000 |  | µg/l | [6 empty] | Fe_Conc
Total Metals Leather_ICP-OES_0.04mgL_XMN | 1 | R | Mn | Raw Value | 2 | Numeric | 1 | Y | N |  | 0.0000 |  | µg/l | [6 empty] | Mn_Conc
Total Metals Leather_ICP-OES_0.04mgL_XMN | 1 | R | Mg | Raw Value | 2 | Numeric | 1 | Y | N |  | 0.0000 |  | µg/l | [6 empty] | Mg_Conc
Total Metals Leather_ICP-OES_0.04mgL_XMN | 1 | R | Mo | Raw Value | 2 | Numeric | 1 | Y | N |  | 0.0000 |  | µg/l | [6 empty] | Mo_Conc
Total Metals Leather_ICP-OES_0.04mgL_XMN | 1 | R | K | Raw Value | 2 | Numeric | 1 | Y | N |  | 0.0000 |  | µg/l | [6 empty] | K_Conc
Total Metals Leather_ICP-OES_0.04mgL_XMN | 1 | R | Se | Raw Value | 2 | Numeric | 1 | Y | N |  | 0.0000 |  | µg/l | [6 empty] | Se_Conc
Total Metals Leather_ICP-OES_0.04mgL_XMN | 1 | R | Zn | Raw Value | 2 | Numeric | 1 | Y | N |  | 0.0000 |  | µg/l | [6 empty] | Zn_Conc
Total Metals Leather_ICP-OES_0.04mgL_XMN | 1 | R | Sn | Raw Value | 2 | Numeric | 1 | Y | N |  | 0.0000 |  | µg/l | [6 empty] | Sn_Conc
Total Metals Leather_ICP-OES_0.04mgL_XMN | 1 | R | Na | Raw Value | 2 | Numeric | 1 | Y | N |  | 0.0000 |  | µg/l | [6 empty] | Na_Conc
Total Metals Leather_ICP-OES_0.04mgL_XMN | 1 | R | Ag | Raw Value | 2 | Numeric | 1 | Y | N |  | 0.0000 |  | µg/l | [6 empty] | Ag_Conc
Total Metals Leather_ICP-OES_0.04mgL_XMN | 1 | R | V | Raw Value | 2 | Numeric | 1 | Y | N |  | 0.0000 |  | µg/l | [6 empty] | V_Conc
Total Metals Leather_ICP-OES_0.04mgL_XMN | 1 | R | Be | Raw Value | 2 | Numeric | 1 | Y | N |  | 0.0000 |  | µg/l | [6 empty] | Be_Conc
Total Metals Leather_ICP-OES_0.04mgL_XMN | 1 | R | Li | Raw Value | 2 | Numeric | 1 | Y | N |  | 0.0000 |  | µg/l | [6 empty] | Li_Conc
Total Metals Leather_ICP-OES_0.04mgL_XMN | 1 | R | Tl | Raw Value | 2 | Numeric | 1 | Y | N |  | 0.0000 |  | µg/l | [6 empty] | Tl_Conc
Total Metals Leather_ICP-OES_0.04mgL_XMN | 1 | R | Si | Raw Value | 2 | Numeric | 1 | Y | N |  | 0.0000 |  | µg/l | [6 empty] | Si_Conc
Total Metals Leather_ICP-OES_0.04mgL_XMN | 1 | R | Sr | Raw Value | 2 | Numeric | 1 | Y | N |  | 0.0000 |  | µg/l | [6 empty] | Sr_Conc
Total Metals Leather_ICP-OES_0.04mgL_XMN | 1 | R | Ta | Raw Value | 2 | Numeric | 1 | Y | N |  | 0.0000 |  | µg/l | [6 empty] | Ta_Conc
Total Metals Leather_ICP-OES_0.04mgL_XMN | 1 | R | B | Raw Value | 2 | Numeric | 1 | Y | N |  | 0.0000 |  | µg/l | [6 empty] | B_Conc
Total Metals Leather_ICP-OES_0.04mgL_XMN | 1 | R | Cr III | Raw Value | 2 | Numeric | 1 | Y | N |  | 0.0000 |  | µg/l | [6 empty] | Cr III_Conc
Total Metals Leather_ICP-OES_0.04mgL_XMN | 1 | R | Cr VI | Raw Value | 2 | Numeric | 1 | Y | N |  | 0.0000 |  | µg/l | [6 empty] | Cr VI_Conc
Total Metals Leather_ICP-OES_0.04mgL_XMN | 1 | R | Pt | Raw Value | 2 | Numeric | 1 | Y | N |  | 0.0000 |  | µg/l | [6 empty] | Pt_Conc
Total Metals Leather_ICP-OES_0.04mgL_XMN | 1 | R | Hf | Raw Value | 2 | Numeric | 1 | Y | N |  | 0.0000 |  | µg/l | [6 empty] | Hf_Conc
Lead Release-Saliva_ICP-OES_0.01mgl_XMN | 1 | R | Lead release | Raw Value | 2 | Numeric | 1 | Y | N |  | 0.0000 |  | µg/l | [6 empty] | Pb_Conc
Total HM-digest-Txt_ICP-OES_0.04mgL_XMN | 1 | R | Al | Raw Value | 2 | Numeric | 1 | Y | N |  | 0.0000 |  | ng/ml | [6 empty] | Al_Conc
Total HM-digest-Txt_ICP-OES_0.04mgL_XMN | 1 | R | Sb | Raw Value | 2 | Numeric | 1 | Y | N |  | 0.0000 |  | ng/ml | [6 empty] | Sb_Conc
Total HM-digest-Txt_ICP-OES_0.04mgL_XMN | 1 | R | Cd | Raw Value | 2 | Numeric | 1 | Y | N |  | 0.0000 |  | ng/ml | [6 empty] | Cd_Conc
Total HM-digest-Txt_ICP-OES_0.04mgL_XMN | 1 | R | As | Raw Value | 2 | Numeric | 1 | Y | N |  | 0.0000 |  | ng/ml | [6 empty] | As_Conc
Total HM-digest-Txt_ICP-OES_0.04mgL_XMN | 1 | R | Cr | Raw Value | 2 | Numeric | 1 | Y | N |  | 0.0000 |  | ng/ml | [6 empty] | Cr_Conc
Total HM-digest-Txt_ICP-OES_0.04mgL_XMN | 1 | R | Pb | Raw Value | 2 | Numeric | 1 | Y | N |  | 0.0000 |  | ng/ml | [6 empty] | Pb_Conc
Total HM-digest-Txt_ICP-OES_0.04mgL_XMN | 1 | R | Hg | Raw Value | 2 | Numeric | 1 | Y | N |  | 0.0000 |  | ng/ml | [6 empty] | Hg_Conc
Total HM-digest-Txt_ICP-OES_0.04mgL_XMN | 1 | R | Co | Raw Value | 2 | Numeric | 1 | Y | N |  | 0.0000 |  | ng/ml | [6 empty] | Co_Conc
Total HM-digest-Txt_ICP-OES_0.04mgL_XMN | 1 | R | Cu | Raw Value | 2 | Numeric | 1 | Y | N |  | 0.0000 |  | ng/ml | [6 empty] | Cu_Conc
Total HM-digest-Txt_ICP-OES_0.04mgL_XMN | 1 | R | Ti | Raw Value | 2 | Numeric | 1 | Y | N |  | 0.0000 |  | ng/ml | [6 empty] | Ti_Conc
Total HM-digest-Txt_ICP-OES_0.04mgL_XMN | 1 | R | Zr | Raw Value | 2 | Numeric | 1 | Y | N |  | 0.0000 |  | ng/ml | [6 empty] | Zr_Conc
Total HM-digest-Txt_ICP-OES_0.04mgL_XMN | 1 | R | Ni | Raw Value | 2 | Numeric | 1 | Y | N |  | 0.0000 |  | ng/ml | [6 empty] | Ni_Conc
Total HM-digest-Txt_ICP-OES_0.04mgL_XMN | 1 | R | Ba | Raw Value | 2 | Numeric | 1 | Y | N |  | 0.0000 |  | ng/ml | [6 empty] | Ba_Conc
Total HM-digest-Txt_ICP-OES_0.04mgL_XMN | 1 | R | Ca | Raw Value | 2 | Numeric | 1 | Y | N |  | 0.0000 |  | ng/ml | [6 empty] | Ca_Conc
Total HM-digest-Txt_ICP-OES_0.04mgL_XMN | 1 | R | Fe | Raw Value | 2 | Numeric | 1 | Y | N |  | 0.0000 |  | ng/ml | [6 empty] | Fe_Conc
Total HM-digest-Txt_ICP-OES_0.04mgL_XMN | 1 | R | Mn | Raw Value | 2 | Numeric | 1 | Y | N |  | 0.0000 |  | ng/ml | [6 empty] | Mn_Conc
Total HM-digest-Txt_ICP-OES_0.04mgL_XMN | 1 | R | Mg | Raw Value | 2 | Numeric | 1 | Y | N |  | 0.0000 |  | ng/ml | [6 empty] | Mg_Conc
Total HM-digest-Txt_ICP-OES_0.04mgL_XMN | 1 | R | Mo | Raw Value | 2 | Numeric | 1 | Y | N |  | 0.0000 |  | ng/ml | [6 empty] | Mo_Conc
Total HM-digest-Txt_ICP-OES_0.04mgL_XMN | 1 | R | K | Raw Value | 2 | Numeric | 1 | Y | N |  | 0.0000 |  | ng/ml | [6 empty] | K_Conc
Total HM-digest-Txt_ICP-OES_0.04mgL_XMN | 1 | R | Se | Raw Value | 2 | Numeric | 1 | Y | N |  | 0.0000 |  | ng/ml | [6 empty] | Se_Conc
Total HM-digest-Txt_ICP-OES_0.04mgL_XMN | 1 | R | Zn | Raw Value | 2 | Numeric | 1 | Y | N |  | 0.0000 |  | ng/ml | [6 empty] | Zn_Conc
Total HM-digest-Txt_ICP-OES_0.04mgL_XMN | 1 | R | Sn | Raw Value | 2 | Numeric | 1 | Y | N |  | 0.0000 |  | ng/ml | [6 empty] | Sn_Conc
Total HM-digest-Txt_ICP-OES_0.04mgL_XMN | 1 | R | Na | Raw Value | 2 | Numeric | 1 | Y | N |  | 0.0000 |  | ng/ml | [6 empty] | Na_Conc
Total HM-digest-Txt_ICP-OES_0.04mgL_XMN | 1 | R | Ag | Raw Value | 2 | Numeric | 1 | Y | N |  | 0.0000 |  | ng/ml | [6 empty] | Ag_Conc
Total HM-digest-Txt_ICP-OES_0.04mgL_XMN | 1 | R | V | Raw Value | 2 | Numeric | 1 | Y | N |  | 0.0000 |  | ng/ml | [6 empty] | V_Conc
Total HM-digest-Txt_ICP-OES_0.04mgL_XMN | 1 | R | Be | Raw Value | 2 | Numeric | 1 | Y | N |  | 0.0000 |  | ng/ml | [6 empty] | Be_Conc
Total HM-digest-Txt_ICP-OES_0.04mgL_XMN | 1 | R | Li | Raw Value | 2 | Numeric | 1 | Y | N |  | 0.0000 |  | ng/ml | [6 empty] | Li_Conc
Total HM-digest-Txt_ICP-OES_0.04mgL_XMN | 1 | R | Tl | Raw Value | 2 | Numeric | 1 | Y | N |  | 0.0000 |  | ng/ml | [6 empty] | Tl_Conc
Total HM-digest-Txt_ICP-OES_0.04mgL_XMN | 1 | R | Si | Raw Value | 2 | Numeric | 1 | Y | N |  | 0.0000 |  | ng/ml | [6 empty] | Si_Conc
Total HM-digest-Txt_ICP-OES_0.04mgL_XMN | 1 | R | Sr | Raw Value | 2 | Numeric | 1 | Y | N |  | 0.0000 |  | ng/ml | [6 empty] | Sr_Conc
Total HM-digest-Txt_ICP-OES_0.04mgL_XMN | 1 | R | Ta | Raw Value | 2 | Numeric | 1 | Y | N |  | 0.0000 |  | ng/ml | [6 empty] | Ta_Conc
Total HM-digest-Txt_ICP-OES_0.04mgL_XMN | 1 | R | B | Raw Value | 2 | Numeric | 1 | Y | N |  | 0.0000 |  | ng/ml | [6 empty] | B_Conc
Total HM-digest-Txt_ICP-OES_0.04mgL_XMN | 1 | R | Cr III | Raw Value | 2 | Numeric | 1 | Y | N |  | 0.0000 |  | ng/ml | [6 empty] | Cr III_Conc
Total HM-digest-Txt_ICP-OES_0.04mgL_XMN | 1 | R | Cr VI | Raw Value | 2 | Numeric | 1 | Y | N |  | 0.0000 |  | ng/ml | [6 empty] | Cr VI_Conc
Total HM-digest-Txt_ICP-OES_0.04mgL_XMN | 1 | R | Pt | Raw Value | 2 | Numeric | 1 | Y | N |  | 0.0000 |  | ng/ml | [6 empty] | Pt_Conc
Total HM-digest-Txt_ICP-OES_0.04mgL_XMN | 1 | R | Hf | Raw Value | 2 | Numeric | 1 | Y | N |  | 0.0000 |  | ng/ml | [6 empty] | Hf_Conc
Total Metals Leather_ICP-OES_0.04mgL_XMN | 1 | R | Al | Raw Value | 2 | Numeric | 1 | Y | N |  | 0.0000 |  | ng/ml | [6 empty] | Al_Conc
Total Metals Leather_ICP-OES_0.04mgL_XMN | 1 | R | Sb | Raw Value | 2 | Numeric | 1 | Y | N |  | 0.0000 |  | ng/ml | [6 empty] | Sb_Conc
Total Metals Leather_ICP-OES_0.04mgL_XMN | 1 | R | Cd | Raw Value | 2 | Numeric | 1 | Y | N |  | 0.0000 |  | ng/ml | [6 empty] | Cd_Conc
Total Metals Leather_ICP-OES_0.04mgL_XMN | 1 | R | As | Raw Value | 2 | Numeric | 1 | Y | N |  | 0.0000 |  | ng/ml | [6 empty] | As_Conc
Total Metals Leather_ICP-OES_0.04mgL_XMN | 1 | R | Cr | Raw Value | 2 | Numeric | 1 | Y | N |  | 0.0000 |  | ng/ml | [6 empty] | Cr_Conc
Total Metals Leather_ICP-OES_0.04mgL_XMN | 1 | R | Pb | Raw Value | 2 | Numeric | 1 | Y | N |  | 0.0000 |  | ng/ml | [6 empty] | Pb_Conc
Total Metals Leather_ICP-OES_0.04mgL_XMN | 1 | R | Hg | Raw Value | 2 | Numeric | 1 | Y | N |  | 0.0000 |  | ng/ml | [6 empty] | Hg_Conc
Total Metals Leather_ICP-OES_0.04mgL_XMN | 1 | R | Co | Raw Value | 2 | Numeric | 1 | Y | N |  | 0.0000 |  | ng/ml | [6 empty] | Co_Conc
Total Metals Leather_ICP-OES_0.04mgL_XMN | 1 | R | Cu | Raw Value | 2 | Numeric | 1 | Y | N |  | 0.0000 |  | ng/ml | [6 empty] | Cu_Conc
Total Metals Leather_ICP-OES_0.04mgL_XMN | 1 | R | Ti | Raw Value | 2 | Numeric | 1 | Y | N |  | 0.0000 |  | ng/ml | [6 empty] | Ti_Conc
Total Metals Leather_ICP-OES_0.04mgL_XMN | 1 | R | Zr | Raw Value | 2 | Numeric | 1 | Y | N |  | 0.0000 |  | ng/ml | [6 empty] | Zr_Conc
Total Metals Leather_ICP-OES_0.04mgL_XMN | 1 | R | Ni | Raw Value | 2 | Numeric | 1 | Y | N |  | 0.0000 |  | ng/ml | [6 empty] | Ni_Conc
Total Metals Leather_ICP-OES_0.04mgL_XMN | 1 | R | Ba | Raw Value | 2 | Numeric | 1 | Y | N |  | 0.0000 |  | ng/ml | [6 empty] | Ba_Conc
Total Metals Leather_ICP-OES_0.04mgL_XMN | 1 | R | Ca | Raw Value | 2 | Numeric | 1 | Y | N |  | 0.0000 |  | ng/ml | [6 empty] | Ca_Conc
Total Metals Leather_ICP-OES_0.04mgL_XMN | 1 | R | Fe | Raw Value | 2 | Numeric | 1 | Y | N |  | 0.0000 |  | ng/ml | [6 empty] | Fe_Conc
Total Metals Leather_ICP-OES_0.04mgL_XMN | 1 | R | Mn | Raw Value | 2 | Numeric | 1 | Y | N |  | 0.0000 |  | ng/ml | [6 empty] | Mn_Conc
Total Metals Leather_ICP-OES_0.04mgL_XMN | 1 | R | Mg | Raw Value | 2 | Numeric | 1 | Y | N |  | 0.0000 |  | ng/ml | [6 empty] | Mg_Conc
Total Metals Leather_ICP-OES_0.04mgL_XMN | 1 | R | Mo | Raw Value | 2 | Numeric | 1 | Y | N |  | 0.0000 |  | ng/ml | [6 empty] | Mo_Conc
Total Metals Leather_ICP-OES_0.04mgL_XMN | 1 | R | K | Raw Value | 2 | Numeric | 1 | Y | N |  | 0.0000 |  | ng/ml | [6 empty] | K_Conc
Total Metals Leather_ICP-OES_0.04mgL_XMN | 1 | R | Se | Raw Value | 2 | Numeric | 1 | Y | N |  | 0.0000 |  | ng/ml | [6 empty] | Se_Conc
Total Metals Leather_ICP-OES_0.04mgL_XMN | 1 | R | Zn | Raw Value | 2 | Numeric | 1 | Y | N |  | 0.0000 |  | ng/ml | [6 empty] | Zn_Conc
Total Metals Leather_ICP-OES_0.04mgL_XMN | 1 | R | Sn | Raw Value | 2 | Numeric | 1 | Y | N |  | 0.0000 |  | ng/ml | [6 empty] | Sn_Conc
Total Metals Leather_ICP-OES_0.04mgL_XMN | 1 | R | Na | Raw Value | 2 | Numeric | 1 | Y | N |  | 0.0000 |  | ng/ml | [6 empty] | Na_Conc
Total Metals Leather_ICP-OES_0.04mgL_XMN | 1 | R | Ag | Raw Value | 2 | Numeric | 1 | Y | N |  | 0.0000 |  | ng/ml | [6 empty] | Ag_Conc
Total Metals Leather_ICP-OES_0.04mgL_XMN | 1 | R | V | Raw Value | 2 | Numeric | 1 | Y | N |  | 0.0000 |  | ng/ml | [6 empty] | V_Conc
Total Metals Leather_ICP-OES_0.04mgL_XMN | 1 | R | Be | Raw Value | 2 | Numeric | 1 | Y | N |  | 0.0000 |  | ng/ml | [6 empty] | Be_Conc
Total Metals Leather_ICP-OES_0.04mgL_XMN | 1 | R | Li | Raw Value | 2 | Numeric | 1 | Y | N |  | 0.0000 |  | ng/ml | [6 empty] | Li_Conc
Total Metals Leather_ICP-OES_0.04mgL_XMN | 1 | R | Tl | Raw Value | 2 | Numeric | 1 | Y | N |  | 0.0000 |  | ng/ml | [6 empty] | Tl_Conc
Total Metals Leather_ICP-OES_0.04mgL_XMN | 1 | R | Si | Raw Value | 2 | Numeric | 1 | Y | N |  | 0.0000 |  | ng/ml | [6 empty] | Si_Conc
Total Metals Leather_ICP-OES_0.04mgL_XMN | 1 | R | Sr | Raw Value | 2 | Numeric | 1 | Y | N |  | 0.0000 |  | ng/ml | [6 empty] | Sr_Conc
Total Metals Leather_ICP-OES_0.04mgL_XMN | 1 | R | Ta | Raw Value | 2 | Numeric | 1 | Y | N |  | 0.0000 |  | ng/ml | [6 empty] | Ta_Conc
Total Metals Leather_ICP-OES_0.04mgL_XMN | 1 | R | B | Raw Value | 2 | Numeric | 1 | Y | N |  | 0.0000 |  | ng/ml | [6 empty] | B_Conc
Total Metals Leather_ICP-OES_0.04mgL_XMN | 1 | R | Cr III | Raw Value | 2 | Numeric | 1 | Y | N |  | 0.0000 |  | ng/ml | [6 empty] | Cr III_Conc
Total Metals Leather_ICP-OES_0.04mgL_XMN | 1 | R | Cr VI | Raw Value | 2 | Numeric | 1 | Y | N |  | 0.0000 |  | ng/ml | [6 empty] | Cr VI_Conc
Total Metals Leather_ICP-OES_0.04mgL_XMN | 1 | R | Pt | Raw Value | 2 | Numeric | 1 | Y | N |  | 0.0000 |  | ng/ml | [6 empty] | Pt_Conc
Total Metals Leather_ICP-OES_0.04mgL_XMN | 1 | R | Hf | Raw Value | 2 | Numeric | 1 | Y | N |  | 0.0000 |  | ng/ml | [6 empty] | Hf_Conc
Dimethylfumarate_GC-MS_10µgl_XMN | 1 | R | DMFu | Raw Value | 2 | Numeric | 1 | Y | N |  | 0.0000 |  | ng/ml | [6 empty] | DMFu_Conc

## Parameter List Param Limits
Parameter Limits can be defined for a specific Parameter List. A Parameter Limit defines a set of numerical ranges. along with a set of conditions that do certain things when entered data falls within (or outside of) those ranges.
Parameter List ID (Fk to Parameter List ID) | Param List Version ID FK to Param List Version ID | Variant (Must match the Variant as defined on the Parameter List Parameters worksheet) | Parameter ID (Must match the Parameter ID as defined on the Parameter List Parameters worksheet) | Type (Must match the Type as defined on the Parameter List Parameters worksheet) | Limit Type (Fk to Limit Type ID) | Operator | Value 1 | Value 2 (Only valid for the Between and Outside Operators) | Units Id (Fk to Units ID)
Extract Metals-Lth_ICP-MS_0.1mgkg | 1 | F | Al | Standard | Detection | < | 0.1 |  | mg/kg
Extract Metals-Lth_ICP-MS_0.1mgkg | 1 | E | Al | Standard | Detection | < | 0.1 |  | mg/kg
Extract Metals-Lth_ICP-MS_0.1mgkg | 1 | F | Sb | Standard | Detection | < | 0.1 |  | mg/kg
Extract Metals-Lth_ICP-MS_0.1mgkg | 1 | E | Sb | Standard | Detection | < | 0.1 |  | mg/kg
Extract Metals-Lth_ICP-MS_0.1mgkg | 1 | F | Cd | Standard | Detection | < | 0.1 |  | mg/kg
Extract Metals-Lth_ICP-MS_0.1mgkg | 1 | E | Cd | Standard | Detection | < | 0.1 |  | mg/kg
Extract Metals-Lth_ICP-MS_0.1mgkg | 1 | F | As | Standard | Detection | < | 0.1 |  | mg/kg
Extract Metals-Lth_ICP-MS_0.1mgkg | 1 | E | As | Standard | Detection | < | 0.1 |  | mg/kg
Extract Metals-Lth_ICP-MS_0.1mgkg | 1 | F | Cr | Standard | Detection | < | 0.1 |  | mg/kg
Extract Metals-Lth_ICP-MS_0.1mgkg | 1 | E | Cr | Standard | Detection | < | 0.1 |  | mg/kg
Extract Metals-Lth_ICP-MS_0.1mgkg | 1 | F | Pb | Standard | Detection | < | 0.1 |  | mg/kg
Extract Metals-Lth_ICP-MS_0.1mgkg | 1 | E | Pb | Standard | Detection | < | 0.1 |  | mg/kg
Extract Metals-Lth_ICP-MS_0.1mgkg | 1 | F | Co | Standard | Detection | < | 0.1 |  | mg/kg
Extract Metals-Lth_ICP-MS_0.1mgkg | 1 | E | Co | Standard | Detection | < | 0.1 |  | mg/kg
Extract Metals-Lth_ICP-MS_0.1mgkg | 1 | F | Cu | Standard | Detection | < | 0.1 |  | mg/kg
Extract Metals-Lth_ICP-MS_0.1mgkg | 1 | E | Cu | Standard | Detection | < | 0.1 |  | mg/kg
Extract Metals-Lth_ICP-MS_0.1mgkg | 1 | F | Ti | Standard | Detection | < | 0.1 |  | mg/kg
Extract Metals-Lth_ICP-MS_0.1mgkg | 1 | E | Ti | Standard | Detection | < | 0.1 |  | mg/kg
Extract Metals-Lth_ICP-MS_0.1mgkg | 1 | F | Zr | Standard | Detection | < | 0.1 |  | mg/kg
Extract Metals-Lth_ICP-MS_0.1mgkg | 1 | E | Zr | Standard | Detection | < | 0.1 |  | mg/kg
Extract Metals-Lth_ICP-MS_0.1mgkg | 1 | F | Ni | Standard | Detection | < | 0.1 |  | mg/kg
Extract Metals-Lth_ICP-MS_0.1mgkg | 1 | E | Ni | Standard | Detection | < | 0.1 |  | mg/kg
Extract Metals-Lth_ICP-MS_0.1mgkg | 1 | F | Ba | Standard | Detection | < | 0.1 |  | mg/kg
Extract Metals-Lth_ICP-MS_0.1mgkg | 1 | E | Ba | Standard | Detection | < | 0.1 |  | mg/kg
Extract Metals-Lth_ICP-MS_0.1mgkg | 1 | F | Ca | Standard | Detection | < | 0.1 |  | mg/kg
Extract Metals-Lth_ICP-MS_0.1mgkg | 1 | E | Ca | Standard | Detection | < | 0.1 |  | mg/kg
Extract Metals-Lth_ICP-MS_0.1mgkg | 1 | F | Fe | Standard | Detection | < | 0.1 |  | mg/kg
Extract Metals-Lth_ICP-MS_0.1mgkg | 1 | E | Fe | Standard | Detection | < | 0.1 |  | mg/kg
Extract Metals-Lth_ICP-MS_0.1mgkg | 1 | F | Mn | Standard | Detection | < | 0.1 |  | mg/kg
Extract Metals-Lth_ICP-MS_0.1mgkg | 1 | E | Mn | Standard | Detection | < | 0.1 |  | mg/kg
Extract Metals-Lth_ICP-MS_0.1mgkg | 1 | F | Mg | Standard | Detection | < | 0.1 |  | mg/kg
Extract Metals-Lth_ICP-MS_0.1mgkg | 1 | E | Mg | Standard | Detection | < | 0.1 |  | mg/kg
Extract Metals-Lth_ICP-MS_0.1mgkg | 1 | F | Mo | Standard | Detection | < | 0.1 |  | mg/kg
Extract Metals-Lth_ICP-MS_0.1mgkg | 1 | E | Mo | Standard | Detection | < | 0.1 |  | mg/kg
Extract Metals-Lth_ICP-MS_0.1mgkg | 1 | F | K | Standard | Detection | < | 0.1 |  | mg/kg
Extract Metals-Lth_ICP-MS_0.1mgkg | 1 | E | K | Standard | Detection | < | 0.1 |  | mg/kg
Extract Metals-Lth_ICP-MS_0.1mgkg | 1 | F | Se | Standard | Detection | < | 0.1 |  | mg/kg
Extract Metals-Lth_ICP-MS_0.1mgkg | 1 | E | Se | Standard | Detection | < | 0.1 |  | mg/kg
Extract Metals-Lth_ICP-MS_0.1mgkg | 1 | F | Zn | Standard | Detection | < | 0.1 |  | mg/kg
Extract Metals-Lth_ICP-MS_0.1mgkg | 1 | E | Zn | Standard | Detection | < | 0.1 |  | mg/kg
Extract Metals-Lth_ICP-MS_0.1mgkg | 1 | F | Sn | Standard | Detection | < | 0.1 |  | mg/kg
Extract Metals-Lth_ICP-MS_0.1mgkg | 1 | E | Sn | Standard | Detection | < | 0.1 |  | mg/kg
Extract Metals-Lth_ICP-MS_0.1mgkg | 1 | F | Na | Standard | Detection | < | 0.1 |  | mg/kg
Extract Metals-Lth_ICP-MS_0.1mgkg | 1 | E | Na | Standard | Detection | < | 0.1 |  | mg/kg
Extract Metals-Lth_ICP-MS_0.1mgkg | 1 | F | Ag | Standard | Detection | < | 0.1 |  | mg/kg
Extract Metals-Lth_ICP-MS_0.1mgkg | 1 | E | Ag | Standard | Detection | < | 0.1 |  | mg/kg
Extract Metals-Lth_ICP-MS_0.1mgkg | 1 | F | V | Standard | Detection | < | 0.1 |  | mg/kg
Extract Metals-Lth_ICP-MS_0.1mgkg | 1 | E | V | Standard | Detection | < | 0.1 |  | mg/kg
Extract Metals-Lth_ICP-MS_0.1mgkg | 1 | F | Be | Standard | Detection | < | 0.1 |  | mg/kg
Extract Metals-Lth_ICP-MS_0.1mgkg | 1 | E | Be | Standard | Detection | < | 0.1 |  | mg/kg
Extract Metals-Lth_ICP-MS_0.1mgkg | 1 | F | Li | Standard | Detection | < | 0.1 |  | mg/kg
Extract Metals-Lth_ICP-MS_0.1mgkg | 1 | E | Li | Standard | Detection | < | 0.1 |  | mg/kg
Extract Metals-Lth_ICP-MS_0.1mgkg | 1 | F | Tl | Standard | Detection | < | 0.1 |  | mg/kg
Extract Metals-Lth_ICP-MS_0.1mgkg | 1 | E | Tl | Standard | Detection | < | 0.1 |  | mg/kg
Extract Metals-Lth_ICP-MS_0.1mgkg | 1 | F | Si | Standard | Detection | < | 0.1 |  | mg/kg
Extract Metals-Lth_ICP-MS_0.1mgkg | 1 | E | Si | Standard | Detection | < | 0.1 |  | mg/kg
Extract Metals-Lth_ICP-MS_0.1mgkg | 1 | F | Sr | Standard | Detection | < | 0.1 |  | mg/kg
Extract Metals-Lth_ICP-MS_0.1mgkg | 1 | E | Sr | Standard | Detection | < | 0.1 |  | mg/kg
Extract Metals-Lth_ICP-MS_0.1mgkg | 1 | F | Ta | Standard | Detection | < | 0.1 |  | mg/kg
Extract Metals-Lth_ICP-MS_0.1mgkg | 1 | E | Ta | Standard | Detection | < | 0.1 |  | mg/kg
Extract Metals-Lth_ICP-MS_0.1mgkg | 1 | F | B | Standard | Detection | < | 0.1 |  | mg/kg
Extract Metals-Lth_ICP-MS_0.1mgkg | 1 | E | B | Standard | Detection | < | 0.1 |  | mg/kg
Extract Metals-Lth_ICP-MS_0.1mgkg | 1 | F | Cr III | Standard | Detection | < | 0.1 |  | mg/kg
Extract Metals-Lth_ICP-MS_0.1mgkg | 1 | E | Cr III | Standard | Detection | < | 0.1 |  | mg/kg
Extract Metals-Lth_ICP-MS_0.1mgkg | 1 | F | Pt | Standard | Detection | < | 0.1 |  | mg/kg
Extract Metals-Lth_ICP-MS_0.1mgkg | 1 | E | Pt | Standard | Detection | < | 0.1 |  | mg/kg
Extract Metals-Lth_ICP-MS_0.1mgkg | 1 | F | Hf | Standard | Detection | < | 0.1 |  | mg/kg
Extract Metals-Lth_ICP-MS_0.1mgkg | 1 | E | Hf | Standard | Detection | < | 0.1 |  | mg/kg
Extract Metals-Lth_ICP-MS_0.1mgkg | 1 | E | Sum of quantified heavy metals | Standard | Detection | < | 0.1 |  | mg/kg
Extract Metals-Txt_ICP-MS_0.1mgkg | 1 | F | Al | Standard | Detection | < | 0.1 |  | mg/kg
Extract Metals-Txt_ICP-MS_0.1mgkg | 1 | E | Al | Standard | Detection | < | 0.1 |  | mg/kg
Extract Metals-Txt_ICP-MS_0.1mgkg | 1 | F | Sb | Standard | Detection | < | 0.1 |  | mg/kg
Extract Metals-Txt_ICP-MS_0.1mgkg | 1 | E | Sb | Standard | Detection | < | 0.1 |  | mg/kg
Extract Metals-Txt_ICP-MS_0.1mgkg | 1 | F | Cd | Standard | Detection | < | 0.1 |  | mg/kg
Extract Metals-Txt_ICP-MS_0.1mgkg | 1 | E | Cd | Standard | Detection | < | 0.1 |  | mg/kg
Extract Metals-Txt_ICP-MS_0.1mgkg | 1 | F | As | Standard | Detection | < | 0.1 |  | mg/kg
Extract Metals-Txt_ICP-MS_0.1mgkg | 1 | E | As | Standard | Detection | < | 0.1 |  | mg/kg
Extract Metals-Txt_ICP-MS_0.1mgkg | 1 | F | Cr | Standard | Detection | < | 0.1 |  | mg/kg
Extract Metals-Txt_ICP-MS_0.1mgkg | 1 | E | Cr | Standard | Detection | < | 0.1 |  | mg/kg
Extract Metals-Txt_ICP-MS_0.1mgkg | 1 | F | Pb | Standard | Detection | < | 0.1 |  | mg/kg
Extract Metals-Txt_ICP-MS_0.1mgkg | 1 | E | Pb | Standard | Detection | < | 0.1 |  | mg/kg
Extract Metals-Txt_ICP-MS_0.1mgkg | 1 | F | Co | Standard | Detection | < | 0.1 |  | mg/kg
Extract Metals-Txt_ICP-MS_0.1mgkg | 1 | E | Co | Standard | Detection | < | 0.1 |  | mg/kg
Extract Metals-Txt_ICP-MS_0.1mgkg | 1 | F | Cu | Standard | Detection | < | 0.1 |  | mg/kg
Extract Metals-Txt_ICP-MS_0.1mgkg | 1 | E | Cu | Standard | Detection | < | 0.1 |  | mg/kg
Extract Metals-Txt_ICP-MS_0.1mgkg | 1 | F | Ti | Standard | Detection | < | 0.1 |  | mg/kg
Extract Metals-Txt_ICP-MS_0.1mgkg | 1 | E | Ti | Standard | Detection | < | 0.1 |  | mg/kg
Extract Metals-Txt_ICP-MS_0.1mgkg | 1 | F | Zr | Standard | Detection | < | 0.1 |  | mg/kg
Extract Metals-Txt_ICP-MS_0.1mgkg | 1 | E | Zr | Standard | Detection | < | 0.1 |  | mg/kg
Extract Metals-Txt_ICP-MS_0.1mgkg | 1 | F | Ni | Standard | Detection | < | 0.1 |  | mg/kg
Extract Metals-Txt_ICP-MS_0.1mgkg | 1 | E | Ni | Standard | Detection | < | 0.1 |  | mg/kg
Extract Metals-Txt_ICP-MS_0.1mgkg | 1 | F | Ba | Standard | Detection | < | 0.1 |  | mg/kg
Extract Metals-Txt_ICP-MS_0.1mgkg | 1 | E | Ba | Standard | Detection | < | 0.1 |  | mg/kg
Extract Metals-Txt_ICP-MS_0.1mgkg | 1 | F | Ca | Standard | Detection | < | 0.1 |  | mg/kg
Extract Metals-Txt_ICP-MS_0.1mgkg | 1 | E | Ca | Standard | Detection | < | 0.1 |  | mg/kg
Extract Metals-Txt_ICP-MS_0.1mgkg | 1 | F | Fe | Standard | Detection | < | 0.1 |  | mg/kg
Extract Metals-Txt_ICP-MS_0.1mgkg | 1 | E | Fe | Standard | Detection | < | 0.1 |  | mg/kg
Extract Metals-Txt_ICP-MS_0.1mgkg | 1 | F | Mn | Standard | Detection | < | 0.1 |  | mg/kg
Extract Metals-Txt_ICP-MS_0.1mgkg | 1 | E | Mn | Standard | Detection | < | 0.1 |  | mg/kg
Extract Metals-Txt_ICP-MS_0.1mgkg | 1 | F | Mg | Standard | Detection | < | 0.1 |  | mg/kg
Extract Metals-Txt_ICP-MS_0.1mgkg | 1 | E | Mg | Standard | Detection | < | 0.1 |  | mg/kg
Extract Metals-Txt_ICP-MS_0.1mgkg | 1 | F | Mo | Standard | Detection | < | 0.1 |  | mg/kg
Extract Metals-Txt_ICP-MS_0.1mgkg | 1 | E | Mo | Standard | Detection | < | 0.1 |  | mg/kg
Extract Metals-Txt_ICP-MS_0.1mgkg | 1 | F | K | Standard | Detection | < | 0.1 |  | mg/kg
Extract Metals-Txt_ICP-MS_0.1mgkg | 1 | E | K | Standard | Detection | < | 0.1 |  | mg/kg
Extract Metals-Txt_ICP-MS_0.1mgkg | 1 | F | Se | Standard | Detection | < | 0.1 |  | mg/kg
Extract Metals-Txt_ICP-MS_0.1mgkg | 1 | E | Se | Standard | Detection | < | 0.1 |  | mg/kg
Extract Metals-Txt_ICP-MS_0.1mgkg | 1 | F | Zn | Standard | Detection | < | 0.1 |  | mg/kg
Extract Metals-Txt_ICP-MS_0.1mgkg | 1 | E | Zn | Standard | Detection | < | 0.1 |  | mg/kg
Extract Metals-Txt_ICP-MS_0.1mgkg | 1 | F | Sn | Standard | Detection | < | 0.1 |  | mg/kg
Extract Metals-Txt_ICP-MS_0.1mgkg | 1 | E | Sn | Standard | Detection | < | 0.1 |  | mg/kg
Extract Metals-Txt_ICP-MS_0.1mgkg | 1 | F | Na | Standard | Detection | < | 0.1 |  | mg/kg
Extract Metals-Txt_ICP-MS_0.1mgkg | 1 | E | Na | Standard | Detection | < | 0.1 |  | mg/kg
Extract Metals-Txt_ICP-MS_0.1mgkg | 1 | F | Ag | Standard | Detection | < | 0.1 |  | mg/kg
Extract Metals-Txt_ICP-MS_0.1mgkg | 1 | E | Ag | Standard | Detection | < | 0.1 |  | mg/kg
Extract Metals-Txt_ICP-MS_0.1mgkg | 1 | F | V | Standard | Detection | < | 0.1 |  | mg/kg
Extract Metals-Txt_ICP-MS_0.1mgkg | 1 | E | V | Standard | Detection | < | 0.1 |  | mg/kg
Extract Metals-Txt_ICP-MS_0.1mgkg | 1 | F | Be | Standard | Detection | < | 0.1 |  | mg/kg
Extract Metals-Txt_ICP-MS_0.1mgkg | 1 | E | Be | Standard | Detection | < | 0.1 |  | mg/kg
Extract Metals-Txt_ICP-MS_0.1mgkg | 1 | F | Li | Standard | Detection | < | 0.1 |  | mg/kg
Extract Metals-Txt_ICP-MS_0.1mgkg | 1 | E | Li | Standard | Detection | < | 0.1 |  | mg/kg
Extract Metals-Txt_ICP-MS_0.1mgkg | 1 | F | Tl | Standard | Detection | < | 0.1 |  | mg/kg
Extract Metals-Txt_ICP-MS_0.1mgkg | 1 | E | Tl | Standard | Detection | < | 0.1 |  | mg/kg
Extract Metals-Txt_ICP-MS_0.1mgkg | 1 | F | Si | Standard | Detection | < | 0.1 |  | mg/kg
Extract Metals-Txt_ICP-MS_0.1mgkg | 1 | E | Si | Standard | Detection | < | 0.1 |  | mg/kg
Extract Metals-Txt_ICP-MS_0.1mgkg | 1 | F | Sr | Standard | Detection | < | 0.1 |  | mg/kg
Extract Metals-Txt_ICP-MS_0.1mgkg | 1 | E | Sr | Standard | Detection | < | 0.1 |  | mg/kg
Extract Metals-Txt_ICP-MS_0.1mgkg | 1 | F | Ta | Standard | Detection | < | 0.1 |  | mg/kg
Extract Metals-Txt_ICP-MS_0.1mgkg | 1 | E | Ta | Standard | Detection | < | 0.1 |  | mg/kg
Extract Metals-Txt_ICP-MS_0.1mgkg | 1 | F | B | Standard | Detection | < | 0.1 |  | mg/kg
Extract Metals-Txt_ICP-MS_0.1mgkg | 1 | E | B | Standard | Detection | < | 0.1 |  | mg/kg
Extract Metals-Txt_ICP-MS_0.1mgkg | 1 | F | Cr III | Standard | Detection | < | 0.1 |  | mg/kg
Extract Metals-Txt_ICP-MS_0.1mgkg | 1 | E | Cr III | Standard | Detection | < | 0.1 |  | mg/kg
Extract Metals-Txt_ICP-MS_0.1mgkg | 1 | F | Pt | Standard | Detection | < | 0.1 |  | mg/kg
Extract Metals-Txt_ICP-MS_0.1mgkg | 1 | E | Pt | Standard | Detection | < | 0.1 |  | mg/kg
Extract Metals-Txt_ICP-MS_0.1mgkg | 1 | F | Hf | Standard | Detection | < | 0.1 |  | mg/kg
Extract Metals-Txt_ICP-MS_0.1mgkg | 1 | E | Hf | Standard | Detection | < | 0.1 |  | mg/kg
19 elements-toys_ICP-MS | 1 | F | Al | Standard | Detection | < | 0.1 |  | mg/kg
19 elements-toys_ICP-MS | 1 | E | Al | Standard | Detection | < | 0.1 |  | mg/kg
19 elements-toys_ICP-MS | 1 | F | Sb | Standard | Detection | < | 0.1 |  | mg/kg
19 elements-toys_ICP-MS | 1 | E | Sb | Standard | Detection | < | 0.1 |  | mg/kg
19 elements-toys_ICP-MS | 1 | F | Cd | Standard | Detection | < | 0.1 |  | mg/kg
19 elements-toys_ICP-MS | 1 | E | Cd | Standard | Detection | < | 0.1 |  | mg/kg
19 elements-toys_ICP-MS | 1 | F | As | Standard | Detection | < | 0.1 |  | mg/kg
19 elements-toys_ICP-MS | 1 | E | As | Standard | Detection | < | 0.1 |  | mg/kg
19 elements-toys_ICP-MS | 1 | F | Cr | Standard | Detection | < | 0.1 |  | mg/kg
19 elements-toys_ICP-MS | 1 | E | Cr | Standard | Detection | < | 0.1 |  | mg/kg
19 elements-toys_ICP-MS | 1 | F | Pb | Standard | Detection | < | 0.1 |  | mg/kg
19 elements-toys_ICP-MS | 1 | E | Pb | Standard | Detection | < | 0.1 |  | mg/kg
19 elements-toys_ICP-MS | 1 | F | Co | Standard | Detection | < | 0.1 |  | mg/kg
19 elements-toys_ICP-MS | 1 | E | Co | Standard | Detection | < | 0.1 |  | mg/kg
19 elements-toys_ICP-MS | 1 | F | Cu | Standard | Detection | < | 0.1 |  | mg/kg
19 elements-toys_ICP-MS | 1 | E | Cu | Standard | Detection | < | 0.1 |  | mg/kg
19 elements-toys_ICP-MS | 1 | F | Ti | Standard | Detection | < | 0.1 |  | mg/kg
19 elements-toys_ICP-MS | 1 | E | Ti | Standard | Detection | < | 0.1 |  | mg/kg
19 elements-toys_ICP-MS | 1 | F | Zr | Standard | Detection | < | 0.1 |  | mg/kg
19 elements-toys_ICP-MS | 1 | E | Zr | Standard | Detection | < | 0.1 |  | mg/kg
19 elements-toys_ICP-MS | 1 | F | Ni | Standard | Detection | < | 0.1 |  | mg/kg
19 elements-toys_ICP-MS | 1 | E | Ni | Standard | Detection | < | 0.1 |  | mg/kg
19 elements-toys_ICP-MS | 1 | F | Ba | Standard | Detection | < | 0.1 |  | mg/kg
19 elements-toys_ICP-MS | 1 | E | Ba | Standard | Detection | < | 0.1 |  | mg/kg
19 elements-toys_ICP-MS | 1 | F | Ca | Standard | Detection | < | 0.1 |  | mg/kg
19 elements-toys_ICP-MS | 1 | E | Ca | Standard | Detection | < | 0.1 |  | mg/kg
19 elements-toys_ICP-MS | 1 | F | Fe | Standard | Detection | < | 0.1 |  | mg/kg
19 elements-toys_ICP-MS | 1 | E | Fe | Standard | Detection | < | 0.1 |  | mg/kg
19 elements-toys_ICP-MS | 1 | F | Mn | Standard | Detection | < | 0.1 |  | mg/kg
19 elements-toys_ICP-MS | 1 | E | Mn | Standard | Detection | < | 0.1 |  | mg/kg
19 elements-toys_ICP-MS | 1 | F | Mg | Standard | Detection | < | 0.1 |  | mg/kg
19 elements-toys_ICP-MS | 1 | E | Mg | Standard | Detection | < | 0.1 |  | mg/kg
19 elements-toys_ICP-MS | 1 | F | Mo | Standard | Detection | < | 0.1 |  | mg/kg
19 elements-toys_ICP-MS | 1 | E | Mo | Standard | Detection | < | 0.1 |  | mg/kg
19 elements-toys_ICP-MS | 1 | F | K | Standard | Detection | < | 0.1 |  | mg/kg
19 elements-toys_ICP-MS | 1 | E | K | Standard | Detection | < | 0.1 |  | mg/kg
19 elements-toys_ICP-MS | 1 | F | Se | Standard | Detection | < | 0.1 |  | mg/kg
19 elements-toys_ICP-MS | 1 | E | Se | Standard | Detection | < | 0.1 |  | mg/kg
19 elements-toys_ICP-MS | 1 | F | Zn | Standard | Detection | < | 0.1 |  | mg/kg
19 elements-toys_ICP-MS | 1 | E | Zn | Standard | Detection | < | 0.1 |  | mg/kg
19 elements-toys_ICP-MS | 1 | F | Sn | Standard | Detection | < | 0.1 |  | mg/kg
19 elements-toys_ICP-MS | 1 | E | Sn | Standard | Detection | < | 0.1 |  | mg/kg
19 elements-toys_ICP-MS | 1 | F | Na | Standard | Detection | < | 0.1 |  | mg/kg
19 elements-toys_ICP-MS | 1 | E | Na | Standard | Detection | < | 0.1 |  | mg/kg
19 elements-toys_ICP-MS | 1 | F | Ag | Standard | Detection | < | 0.1 |  | mg/kg
19 elements-toys_ICP-MS | 1 | E | Ag | Standard | Detection | < | 0.1 |  | mg/kg
19 elements-toys_ICP-MS | 1 | F | V | Standard | Detection | < | 0.1 |  | mg/kg
19 elements-toys_ICP-MS | 1 | E | V | Standard | Detection | < | 0.1 |  | mg/kg
19 elements-toys_ICP-MS | 1 | F | Be | Standard | Detection | < | 0.1 |  | mg/kg
19 elements-toys_ICP-MS | 1 | E | Be | Standard | Detection | < | 0.1 |  | mg/kg
19 elements-toys_ICP-MS | 1 | F | Li | Standard | Detection | < | 0.1 |  | mg/kg
19 elements-toys_ICP-MS | 1 | E | Li | Standard | Detection | < | 0.1 |  | mg/kg
19 elements-toys_ICP-MS | 1 | F | Tl | Standard | Detection | < | 0.1 |  | mg/kg
19 elements-toys_ICP-MS | 1 | E | Tl | Standard | Detection | < | 0.1 |  | mg/kg
19 elements-toys_ICP-MS | 1 | F | Si | Standard | Detection | < | 0.1 |  | mg/kg
19 elements-toys_ICP-MS | 1 | E | Si | Standard | Detection | < | 0.1 |  | mg/kg
19 elements-toys_ICP-MS | 1 | F | Sr | Standard | Detection | < | 0.1 |  | mg/kg
19 elements-toys_ICP-MS | 1 | E | Sr | Standard | Detection | < | 0.1 |  | mg/kg
19 elements-toys_ICP-MS | 1 | F | Ta | Standard | Detection | < | 0.1 |  | mg/kg
19 elements-toys_ICP-MS | 1 | E | Ta | Standard | Detection | < | 0.1 |  | mg/kg
19 elements-toys_ICP-MS | 1 | F | B | Standard | Detection | < | 0.1 |  | mg/kg
19 elements-toys_ICP-MS | 1 | E | B | Standard | Detection | < | 0.1 |  | mg/kg
19 elements-toys_ICP-MS | 1 | F | Cr III | Standard | Detection | < | 0.1 |  | mg/kg
19 elements-toys_ICP-MS | 1 | E | Cr III | Standard | Detection | < | 0.1 |  | mg/kg
19 elements-toys_ICP-MS | 1 | F | Pt | Standard | Detection | < | 0.1 |  | mg/kg
19 elements-toys_ICP-MS | 1 | E | Pt | Standard | Detection | < | 0.1 |  | mg/kg
19 elements-toys_ICP-MS | 1 | F | Hf | Standard | Detection | < | 0.1 |  | mg/kg
19 elements-toys_ICP-MS | 1 | E | Hf | Standard | Detection | < | 0.1 |  | mg/kg
COCs_GC-MS_0.1mgkg | 1 | F | 2-Chlorotoluene | Standard | Detection | < | 0.1 |  | mg/kg
COCs_GC-MS_0.1mgkg | 1 | E | 2-Chlorotoluene | Standard | Detection | < | 0.1 |  | mg/kg
COCs_GC-MS_0.1mgkg | 1 | F | 3-Chlorotoluene | Standard | Detection | < | 0.1 |  | mg/kg
COCs_GC-MS_0.1mgkg | 1 | E | 3-Chlorotoluene | Standard | Detection | < | 0.1 |  | mg/kg
COCs_GC-MS_0.1mgkg | 1 | F | 4-Chlorotoluene | Standard | Detection | < | 0.1 |  | mg/kg
COCs_GC-MS_0.1mgkg | 1 | E | 4-Chlorotoluene | Standard | Detection | < | 0.1 |  | mg/kg
COCs_GC-MS_0.1mgkg | 1 | F | 2,3-Dichlorotoluene | Standard | Detection | < | 0.1 |  | mg/kg
COCs_GC-MS_0.1mgkg | 1 | E | 2,3-Dichlorotoluene | Standard | Detection | < | 0.1 |  | mg/kg
COCs_GC-MS_0.1mgkg | 1 | F | 2,4-Dichlorotoluene | Standard | Detection | < | 0.1 |  | mg/kg
COCs_GC-MS_0.1mgkg | 1 | E | 2,4-Dichlorotoluene | Standard | Detection | < | 0.1 |  | mg/kg
COCs_GC-MS_0.1mgkg | 1 | F | 2,5-Dichlorotoluene | Standard | Detection | < | 0.1 |  | mg/kg
COCs_GC-MS_0.1mgkg | 1 | E | 2,5-Dichlorotoluene | Standard | Detection | < | 0.1 |  | mg/kg
COCs_GC-MS_0.1mgkg | 1 | F | 2,6-Dichlorotoluene | Standard | Detection | < | 0.1 |  | mg/kg
COCs_GC-MS_0.1mgkg | 1 | E | 2,6-Dichlorotoluene | Standard | Detection | < | 0.1 |  | mg/kg
COCs_GC-MS_0.1mgkg | 1 | F | 3,4-Dichlorotoluene | Standard | Detection | < | 0.1 |  | mg/kg
COCs_GC-MS_0.1mgkg | 1 | E | 3,4-Dichlorotoluene | Standard | Detection | < | 0.1 |  | mg/kg
COCs_GC-MS_0.1mgkg | 1 | F | 2,3,6-Trichlorotoluene | Standard | Detection | < | 0.1 |  | mg/kg
COCs_GC-MS_0.1mgkg | 1 | E | 2,3,6-Trichlorotoluene | Standard | Detection | < | 0.1 |  | mg/kg
COCs_GC-MS_0.1mgkg | 1 | F | 2,4,5-Trichlorotoluene | Standard | Detection | < | 0.1 |  | mg/kg
COCs_GC-MS_0.1mgkg | 1 | E | 2,4,5-Trichlorotoluene | Standard | Detection | < | 0.1 |  | mg/kg
COCs_GC-MS_0.1mgkg | 1 | F | Pentachlorotoluene | Standard | Detection | < | 0.1 |  | mg/kg
COCs_GC-MS_0.1mgkg | 1 | E | Pentachlorotoluene | Standard | Detection | < | 0.1 |  | mg/kg
COCs_GC-MS_0.1mgkg | 1 | F | a,a,a,4-Tetrachlorotoluene | Standard | Detection | < | 0.1 |  | mg/kg
COCs_GC-MS_0.1mgkg | 1 | E | a,a,a,4-Tetrachlorotoluene | Standard | Detection | < | 0.1 |  | mg/kg
COCs_GC-MS_0.1mgkg | 1 | F | 1,2-Dichlorobenzene | Standard | Detection | < | 0.1 |  | mg/kg
COCs_GC-MS_0.1mgkg | 1 | E | 1,2-Dichlorobenzene | Standard | Detection | < | 0.1 |  | mg/kg
COCs_GC-MS_0.1mgkg | 1 | F | 1,3-Dichlorobenzene | Standard | Detection | < | 0.1 |  | mg/kg
COCs_GC-MS_0.1mgkg | 1 | E | 1,3-Dichlorobenzene | Standard | Detection | < | 0.1 |  | mg/kg
COCs_GC-MS_0.1mgkg | 1 | F | 1,4-Dichlorobenzene | Standard | Detection | < | 0.1 |  | mg/kg
COCs_GC-MS_0.1mgkg | 1 | E | 1,4-Dichlorobenzene | Standard | Detection | < | 0.1 |  | mg/kg
COCs_GC-MS_0.1mgkg | 1 | F | 1,2,3-Trichlorobenzene | Standard | Detection | < | 0.1 |  | mg/kg
COCs_GC-MS_0.1mgkg | 1 | E | 1,2,3-Trichlorobenzene | Standard | Detection | < | 0.1 |  | mg/kg
COCs_GC-MS_0.1mgkg | 1 | F | 1,2,4-Trichlorobenzene | Standard | Detection | < | 0.1 |  | mg/kg
COCs_GC-MS_0.1mgkg | 1 | E | 1,2,4-Trichlorobenzene | Standard | Detection | < | 0.1 |  | mg/kg
COCs_GC-MS_0.1mgkg | 1 | F | 1,3,5-Trichlorobenzene | Standard | Detection | < | 0.1 |  | mg/kg
COCs_GC-MS_0.1mgkg | 1 | E | 1,3,5-Trichlorobenzene | Standard | Detection | < | 0.1 |  | mg/kg
COCs_GC-MS_0.1mgkg | 1 | F | 1,2,3,4-Tetrachlorobenzene | Standard | Detection | < | 0.1 |  | mg/kg
COCs_GC-MS_0.1mgkg | 1 | E | 1,2,3,4-Tetrachlorobenzene | Standard | Detection | < | 0.1 |  | mg/kg
COCs_GC-MS_0.1mgkg | 1 | F | 1,2,3,5-Tetrachlorobenzene | Standard | Detection | < | 0.1 |  | mg/kg
COCs_GC-MS_0.1mgkg | 1 | E | 1,2,3,5-Tetrachlorobenzene | Standard | Detection | < | 0.1 |  | mg/kg
COCs_GC-MS_0.1mgkg | 1 | F | 1,2,4,5-Tetrachlorobenzene | Standard | Detection | < | 0.1 |  | mg/kg
COCs_GC-MS_0.1mgkg | 1 | E | 1,2,4,5-Tetrachlorobenzene | Standard | Detection | < | 0.1 |  | mg/kg
COCs_GC-MS_0.1mgkg | 1 | F | Pentachlorobenzene | Standard | Detection | < | 0.1 |  | mg/kg
COCs_GC-MS_0.1mgkg | 1 | E | Pentachlorobenzene | Standard | Detection | < | 0.1 |  | mg/kg
COCs_GC-MS_0.1mgkg | 1 | F | Hexachlorobenzene | Standard | Detection | < | 0.1 |  | mg/kg
COCs_GC-MS_0.1mgkg | 1 | E | Hexachlorobenzene | Standard | Detection | < | 0.1 |  | mg/kg
COCs_GC-MS_0.1mgkg | 1 | F | a,a,a-Trichlorotoluene | Standard | Detection | < | 0.1 |  | mg/kg
COCs_GC-MS_0.1mgkg | 1 | E | a,a,a-Trichlorotoluene | Standard | Detection | < | 0.1 |  | mg/kg
COCs_GC-MS_0.1mgkg | 1 | F | a-Chlorotoluene | Standard | Detection | < | 0.1 |  | mg/kg
COCs_GC-MS_0.1mgkg | 1 | E | a-Chlorotoluene | Standard | Detection | < | 0.1 |  | mg/kg
COCs_GC-MS_0.1mgkg | 1 | F | 2,3,4,5-Tetrachlorotoluene | Standard | Detection | < | 0.1 |  | mg/kg
COCs_GC-MS_0.1mgkg | 1 | E | 2,3,4,5-Tetrachlorotoluene | Standard | Detection | < | 0.1 |  | mg/kg
COCs_GC-MS_0.1mgkg | 1 | F | 2,3,4,6-Tetrachlorotoluene | Standard | Detection | < | 0.1 |  | mg/kg
COCs_GC-MS_0.1mgkg | 1 | E | 2,3,4,6-Tetrachlorotoluene | Standard | Detection | < | 0.1 |  | mg/kg
COCs_GC-MS_0.1mgkg | 1 | F | 2,3,5,6-Tetrachlorotoluene | Standard | Detection | < | 0.1 |  | mg/kg
COCs_GC-MS_0.1mgkg | 1 | E | 2,3,5,6-Tetrachlorotoluene | Standard | Detection | < | 0.1 |  | mg/kg
COCs_GC-MS_0.1mgkg | 1 | F | 2,5- and 2,6-Dichlorotoluene (Sum) | Standard | Detection | < | 0.1 |  | mg/kg
COCs_GC-MS_0.1mgkg | 1 | E | 2,5- and 2,6-Dichlorotoluene (Sum) | Standard | Detection | < | 0.1 |  | mg/kg
COCs_GC-MS_0.1mgkg | 1 | F | 2,3- and 3,4-Dichlorotoluene (Sum) | Standard | Detection | < | 0.1 |  | mg/kg
COCs_GC-MS_0.1mgkg | 1 | E | 2,3- and 3,4-Dichlorotoluene (Sum) | Standard | Detection | < | 0.1 |  | mg/kg
COCs_GC-MS_0.1mgkg | 1 | E | Monochlorotoluenes (Sum) | Standard | Detection | < | 0.1 |  | mg/kg
COCs_GC-MS_0.1mgkg | 1 | E | Dichlorotoluenes (Sum) | Standard | Detection | < | 0.1 |  | mg/kg
COCs_GC-MS_0.1mgkg | 1 | E | Trichlorotoluenes (Sum) | Standard | Detection | < | 0.1 |  | mg/kg
COCs_GC-MS_0.1mgkg | 1 | E | Tetrachlorotoluenes (Sum) | Standard | Detection | < | 0.1 |  | mg/kg
COCs_GC-MS_0.1mgkg | 1 | E | Dichlorobenzenes (Sum) | Standard | Detection | < | 0.1 |  | mg/kg
COCs_GC-MS_0.1mgkg | 1 | E | Trichlorobenzenes (Sum) | Standard | Detection | < | 0.1 |  | mg/kg
Dimethylfumarate_GC-MS_0.1mgkg | 1 | F | DMFu | Standard | Detection | < | 0.1 |  | mg/kg
Dimethylfumarate_GC-MS_0.1mgkg | 1 | E | DMFu | Standard | Detection | < | 0.1 |  | mg/kg
Total HM-digest-Txt_ICP-MS_5mgkg | 1 | F | Hg | Standard | Detection | < | 1 |  | mg/kg
Total Metals Leather_ICP-MS_10mgkg | 1 | F | Hg | Standard | Detection | < | 1 |  | mg/kg
Total HM-digest-Txt_ICP-MS_5mgkg | 1 | E | Hg | Standard | Detection | < | 1 |  | mg/kg
Total Metals Leather_ICP-MS_10mgkg | 1 | E | Hg | Standard | Detection | < | 1 |  | mg/kg
VOC >15_GC-MS_1mgkg | 1 | F | Tetrachloroethane | Standard | Detection | < | 1 |  | mg/kg
VOC >15_GC-MS_1mgkg | 1 | F | Trichloromethane | Standard | Detection | < | 1 |  | mg/kg
VOC >15_GC-MS_1mgkg | 1 | F | Tetrachloroethylene | Standard | Detection | < | 1 |  | mg/kg
VOC >15_GC-MS_1mgkg | 1 | F | 3-Methylphenol | Standard | Detection | < | 1 |  | mg/kg
VOC >15_GC-MS_1mgkg | 1 | F | Cyclohexane | Standard | Detection | < | 1 |  | mg/kg
VOC >15_GC-MS_1mgkg | 1 | F | Tetrahydrofuran | Standard | Detection | < | 1 |  | mg/kg
VOC >15_GC-MS_1mgkg | 1 | F | Phenol | Standard | Detection | < | 1 |  | mg/kg
VOC >15_GC-MS_1mgkg | 1 | F | 1,1,1-Trichloroethane | Standard | Detection | < | 1 |  | mg/kg
VOC >15_GC-MS_1mgkg | 1 | F | Acetone | Standard | Detection | < | 1 |  | mg/kg
VOC >15_GC-MS_1mgkg | 1 | F | Ethyl acetate | Standard | Detection | < | 1 |  | mg/kg
VOC >15_GC-MS_1mgkg | 1 | F | White Spirit | Standard | Detection | < | 1 |  | mg/kg
VOC >15_GC-MS_1mgkg | 1 | F | Naphthalene | Standard | Detection | < | 1 |  | mg/kg
VOC >15_GC-MS_1mgkg | 1 | F | 1,1,1,2-Tetrachloroethane | Standard | Detection | < | 1 |  | mg/kg
VOC >15_GC-MS_1mgkg | 1 | F | 2-Methylphenol | Standard | Detection | < | 1 |  | mg/kg
VOC >15_GC-MS_1mgkg | 1 | F | 4-Methylphenol | Standard | Detection | < | 1 |  | mg/kg
VOC >15_GC-MS_1mgkg | 1 | F | Carbon Disulphide | Standard | Detection | < | 1 |  | mg/kg
VOC >15_GC-MS_1mgkg | 1 | F | 1,1,2-Trichloroethane | Standard | Detection | < | 1 |  | mg/kg
VOC >15_GC-MS_1mgkg | 1 | F | Hexachloroethane | Standard | Detection | < | 1 |  | mg/kg
VOC >15_GC-MS_1mgkg | 1 | F | Aliphatic alkanes | Standard | Detection | < | 1 |  | mg/kg
VOC >15_GC-MS_1mgkg | 1 | F | 1,1-Dichloroethene | Standard | Detection | < | 1 |  | mg/kg
VOC >15_GC-MS_1mgkg | 1 | F | 1,2,3-Trichlorpropane | Standard | Detection | < | 1 |  | mg/kg
VOC >15_GC-MS_1mgkg | 1 | F | 2-(2-Methoxyethoxy)ethanol | Standard | Detection | < | 1 |  | mg/kg
VOC >15_GC-MS_1mgkg | 1 | F | 1,3,5-Trimethylbenzene | Standard | Detection | < | 1 |  | mg/kg
VOC >15_GC-MS_1mgkg | 1 | F | n-Hexane | Standard | Detection | < | 1 |  | mg/kg
VOC >15_GC-MS_1mgkg | 1 | F | Dichloromethane | Standard | Detection | < | 1 |  | mg/kg
VOC >15_GC-MS_1mgkg | 1 | F | Trichloroethylene | Standard | Detection | < | 1 |  | mg/kg
VOC >15_GC-MS_1mgkg | 1 | F | Toluene | Standard | Detection | < | 1 |  | mg/kg
VOC >15_GC-MS_1mgkg | 1 | F | o-Xylene | Standard | Detection | < | 1 |  | mg/kg
VOC >15_GC-MS_1mgkg | 1 | F | m-Xylene | Standard | Detection | < | 1 |  | mg/kg
VOC >15_GC-MS_1mgkg | 1 | F | p-Xylene | Standard | Detection | < | 1 |  | mg/kg
VOC >15_GC-MS_1mgkg | 1 | F | Dimethylformamide | Standard | Detection | < | 1 |  | mg/kg
VOC >15_GC-MS_1mgkg | 1 | F | Benzene | Standard | Detection | < | 1 |  | mg/kg
VOC >15_GC-MS_1mgkg | 1 | F | Cyclohexanone | Standard | Detection | < | 1 |  | mg/kg
VOC >15_GC-MS_1mgkg | 1 | F | Isophorone | Standard | Detection | < | 1 |  | mg/kg
VOC >15_GC-MS_1mgkg | 1 | F | Butanone | Standard | Detection | < | 1 |  | mg/kg
VOC >15_GC-MS_1mgkg | 1 | F | Formamide | Standard | Detection | < | 1 |  | mg/kg
VOC >15_GC-MS_1mgkg | 1 | F | 2-Phenyl-2-propanol | Standard | Detection | < | 1 |  | mg/kg
VOC >15_GC-MS_1mgkg | 1 | F | Acetophenone | Standard | Detection | < | 1 |  | mg/kg
VOC >15_GC-MS_1mgkg | 1 | F | Dimethylacetamide | Standard | Detection | < | 1 |  | mg/kg
VOC >15_GC-MS_1mgkg | 1 | F | 1-Methyl-2-pyrrolidone | Standard | Detection | < | 1 |  | mg/kg
VOC >15_GC-MS_1mgkg | 1 | F | Bis(2-methoxyethyl) ether | Standard | Detection | < | 1 |  | mg/kg
VOC >15_GC-MS_1mgkg | 1 | F | Ethylbenzene | Standard | Detection | < | 1 |  | mg/kg
VOC >15_GC-MS_1mgkg | 1 | F | Styrene | Standard | Detection | < | 1 |  | mg/kg
VOC >15_GC-MS_1mgkg | 1 | F | 1,2-Dichloroethane | Standard | Detection | < | 1 |  | mg/kg
VOC >15_GC-MS_1mgkg | 1 | F | 2-Methoxyethyl acetate | Standard | Detection | < | 1 |  | mg/kg
VOC >15_GC-MS_1mgkg | 1 | F | 2-Methoxypropyl acetate | Standard | Detection | < | 1 |  | mg/kg
VOC >15_GC-MS_1mgkg | 1 | F | Methanol | Standard | Detection | < | 1 |  | mg/kg
VOC >15_GC-MS_1mgkg | 1 | E | Tetrachloroethane | Standard | Detection | < | 1 |  | mg/kg
VOC >15_GC-MS_1mgkg | 1 | E | Trichloromethane | Standard | Detection | < | 1 |  | mg/kg
VOC >15_GC-MS_1mgkg | 1 | E | Tetrachloroethylene | Standard | Detection | < | 1 |  | mg/kg
VOC >15_GC-MS_1mgkg | 1 | E | 3-Methylphenol | Standard | Detection | < | 1 |  | mg/kg
VOC >15_GC-MS_1mgkg | 1 | E | Cyclohexane | Standard | Detection | < | 1 |  | mg/kg
VOC >15_GC-MS_1mgkg | 1 | E | Tetrahydrofuran | Standard | Detection | < | 1 |  | mg/kg
VOC >15_GC-MS_1mgkg | 1 | E | Phenol | Standard | Detection | < | 1 |  | mg/kg
VOC >15_GC-MS_1mgkg | 1 | E | 1,1,1-Trichloroethane | Standard | Detection | < | 1 |  | mg/kg
VOC >15_GC-MS_1mgkg | 1 | E | Acetone | Standard | Detection | < | 1 |  | mg/kg
VOC >15_GC-MS_1mgkg | 1 | E | Ethyl acetate | Standard | Detection | < | 1 |  | mg/kg
VOC >15_GC-MS_1mgkg | 1 | E | White Spirit | Standard | Detection | < | 1 |  | mg/kg
VOC >15_GC-MS_1mgkg | 1 | E | Naphthalene | Standard | Detection | < | 1 |  | mg/kg
VOC >15_GC-MS_1mgkg | 1 | E | 1,1,1,2-Tetrachloroethane | Standard | Detection | < | 1 |  | mg/kg
VOC >15_GC-MS_1mgkg | 1 | E | 2-Methylphenol | Standard | Detection | < | 1 |  | mg/kg
VOC >15_GC-MS_1mgkg | 1 | E | 4-Methylphenol | Standard | Detection | < | 1 |  | mg/kg
VOC >15_GC-MS_1mgkg | 1 | E | Carbon Disulphide | Standard | Detection | < | 1 |  | mg/kg
VOC >15_GC-MS_1mgkg | 1 | E | 1,1,2-Trichloroethane | Standard | Detection | < | 1 |  | mg/kg
VOC >15_GC-MS_1mgkg | 1 | E | Hexachloroethane | Standard | Detection | < | 1 |  | mg/kg
VOC >15_GC-MS_1mgkg | 1 | E | Aliphatic alkanes | Standard | Detection | < | 1 |  | mg/kg
VOC >15_GC-MS_1mgkg | 1 | E | 1,1-Dichloroethene | Standard | Detection | < | 1 |  | mg/kg
VOC >15_GC-MS_1mgkg | 1 | E | 1,2,3-Trichlorpropane | Standard | Detection | < | 1 |  | mg/kg
VOC >15_GC-MS_1mgkg | 1 | E | 2-(2-Methoxyethoxy)ethanol | Standard | Detection | < | 1 |  | mg/kg
VOC >15_GC-MS_1mgkg | 1 | E | 1,3,5-Trimethylbenzene | Standard | Detection | < | 1 |  | mg/kg
VOC >15_GC-MS_1mgkg | 1 | E | n-Hexane | Standard | Detection | < | 1 |  | mg/kg
VOC >15_GC-MS_1mgkg | 1 | E | Dichloromethane | Standard | Detection | < | 1 |  | mg/kg
VOC >15_GC-MS_1mgkg | 1 | E | Trichloroethylene | Standard | Detection | < | 1 |  | mg/kg
VOC >15_GC-MS_1mgkg | 1 | E | Toluene | Standard | Detection | < | 1 |  | mg/kg
VOC >15_GC-MS_1mgkg | 1 | E | o-Xylene | Standard | Detection | < | 1 |  | mg/kg
VOC >15_GC-MS_1mgkg | 1 | E | m-Xylene | Standard | Detection | < | 1 |  | mg/kg
VOC >15_GC-MS_1mgkg | 1 | E | p-Xylene | Standard | Detection | < | 1 |  | mg/kg
VOC >15_GC-MS_1mgkg | 1 | E | Dimethylformamide | Standard | Detection | < | 1 |  | mg/kg
VOC >15_GC-MS_1mgkg | 1 | E | Benzene | Standard | Detection | < | 1 |  | mg/kg
VOC >15_GC-MS_1mgkg | 1 | E | Cyclohexanone | Standard | Detection | < | 1 |  | mg/kg
VOC >15_GC-MS_1mgkg | 1 | E | Isophorone | Standard | Detection | < | 1 |  | mg/kg
VOC >15_GC-MS_1mgkg | 1 | E | Butanone | Standard | Detection | < | 1 |  | mg/kg
VOC >15_GC-MS_1mgkg | 1 | E | Formamide | Standard | Detection | < | 1 |  | mg/kg
VOC >15_GC-MS_1mgkg | 1 | E | 2-Phenyl-2-propanol | Standard | Detection | < | 1 |  | mg/kg
VOC >15_GC-MS_1mgkg | 1 | E | Acetophenone | Standard | Detection | < | 1 |  | mg/kg
VOC >15_GC-MS_1mgkg | 1 | E | Dimethylacetamide | Standard | Detection | < | 1 |  | mg/kg
VOC >15_GC-MS_1mgkg | 1 | E | 1-Methyl-2-pyrrolidone | Standard | Detection | < | 1 |  | mg/kg
VOC >15_GC-MS_1mgkg | 1 | E | Bis(2-methoxyethyl) ether | Standard | Detection | < | 1 |  | mg/kg
VOC >15_GC-MS_1mgkg | 1 | E | Ethylbenzene | Standard | Detection | < | 1 |  | mg/kg
VOC >15_GC-MS_1mgkg | 1 | E | Styrene | Standard | Detection | < | 1 |  | mg/kg
VOC >15_GC-MS_1mgkg | 1 | E | 1,2-Dichloroethane | Standard | Detection | < | 1 |  | mg/kg
VOC >15_GC-MS_1mgkg | 1 | E | 2-Methoxyethyl acetate | Standard | Detection | < | 1 |  | mg/kg
VOC >15_GC-MS_1mgkg | 1 | E | 2-Methoxypropyl acetate | Standard | Detection | < | 1 |  | mg/kg
VOC >15_GC-MS_1mgkg | 1 | E | Methanol | Standard | Detection | < | 1 |  | mg/kg
VOC upto 15_GC-MS_1mgkg | 1 | F | Tetrachloroethane | Standard | Detection | < | 1 |  | mg/kg
VOC upto 15_GC-MS_1mgkg | 1 | F | Trichloromethane | Standard | Detection | < | 1 |  | mg/kg
VOC upto 15_GC-MS_1mgkg | 1 | F | Tetrachloroethylene | Standard | Detection | < | 1 |  | mg/kg
VOC upto 15_GC-MS_1mgkg | 1 | F | 3-Methylphenol | Standard | Detection | < | 1 |  | mg/kg
VOC upto 15_GC-MS_1mgkg | 1 | F | Cyclohexane | Standard | Detection | < | 1 |  | mg/kg
VOC upto 15_GC-MS_1mgkg | 1 | F | Tetrahydrofuran | Standard | Detection | < | 1 |  | mg/kg
VOC upto 15_GC-MS_1mgkg | 1 | F | Phenol | Standard | Detection | < | 1 |  | mg/kg
VOC upto 15_GC-MS_1mgkg | 1 | F | 1,1,1-Trichloroethane | Standard | Detection | < | 1 |  | mg/kg
VOC upto 15_GC-MS_1mgkg | 1 | F | Acetone | Standard | Detection | < | 1 |  | mg/kg
VOC upto 15_GC-MS_1mgkg | 1 | F | Ethyl acetate | Standard | Detection | < | 1 |  | mg/kg
VOC upto 15_GC-MS_1mgkg | 1 | F | White Spirit | Standard | Detection | < | 1 |  | mg/kg
VOC upto 15_GC-MS_1mgkg | 1 | F | Naphthalene | Standard | Detection | < | 1 |  | mg/kg
VOC upto 15_GC-MS_1mgkg | 1 | F | 1,1,1,2-Tetrachloroethane | Standard | Detection | < | 1 |  | mg/kg
VOC upto 15_GC-MS_1mgkg | 1 | F | 2-Methylphenol | Standard | Detection | < | 1 |  | mg/kg
VOC upto 15_GC-MS_1mgkg | 1 | F | 4-Methylphenol | Standard | Detection | < | 1 |  | mg/kg
VOC upto 15_GC-MS_1mgkg | 1 | F | Carbon Disulphide | Standard | Detection | < | 1 |  | mg/kg
VOC upto 15_GC-MS_1mgkg | 1 | F | 1,1,2-Trichloroethane | Standard | Detection | < | 1 |  | mg/kg
VOC upto 15_GC-MS_1mgkg | 1 | F | Hexachloroethane | Standard | Detection | < | 1 |  | mg/kg
VOC upto 15_GC-MS_1mgkg | 1 | F | Aliphatic alkanes | Standard | Detection | < | 1 |  | mg/kg
VOC upto 15_GC-MS_1mgkg | 1 | F | 1,1-Dichloroethene | Standard | Detection | < | 1 |  | mg/kg
VOC upto 15_GC-MS_1mgkg | 1 | F | 1,2,3-Trichlorpropane | Standard | Detection | < | 1 |  | mg/kg
VOC upto 15_GC-MS_1mgkg | 1 | F | 2-(2-Methoxyethoxy)ethanol | Standard | Detection | < | 1 |  | mg/kg
VOC upto 15_GC-MS_1mgkg | 1 | F | 1,3,5-Trimethylbenzene | Standard | Detection | < | 1 |  | mg/kg
VOC upto 15_GC-MS_1mgkg | 1 | F | n-Hexane | Standard | Detection | < | 1 |  | mg/kg
VOC upto 15_GC-MS_1mgkg | 1 | F | Dichloromethane | Standard | Detection | < | 1 |  | mg/kg
VOC upto 15_GC-MS_1mgkg | 1 | F | Trichloroethylene | Standard | Detection | < | 1 |  | mg/kg
VOC upto 15_GC-MS_1mgkg | 1 | F | Toluene | Standard | Detection | < | 1 |  | mg/kg
VOC upto 15_GC-MS_1mgkg | 1 | F | o-Xylene | Standard | Detection | < | 1 |  | mg/kg
VOC upto 15_GC-MS_1mgkg | 1 | F | m-Xylene | Standard | Detection | < | 1 |  | mg/kg
VOC upto 15_GC-MS_1mgkg | 1 | F | p-Xylene | Standard | Detection | < | 1 |  | mg/kg
VOC upto 15_GC-MS_1mgkg | 1 | F | Dimethylformamide | Standard | Detection | < | 1 |  | mg/kg
VOC upto 15_GC-MS_1mgkg | 1 | F | Benzene | Standard | Detection | < | 1 |  | mg/kg
VOC upto 15_GC-MS_1mgkg | 1 | F | Cyclohexanone | Standard | Detection | < | 1 |  | mg/kg
VOC upto 15_GC-MS_1mgkg | 1 | F | Isophorone | Standard | Detection | < | 1 |  | mg/kg
VOC upto 15_GC-MS_1mgkg | 1 | F | Butanone | Standard | Detection | < | 1 |  | mg/kg
VOC upto 15_GC-MS_1mgkg | 1 | F | Formamide | Standard | Detection | < | 1 |  | mg/kg
VOC upto 15_GC-MS_1mgkg | 1 | F | 2-Phenyl-2-propanol | Standard | Detection | < | 1 |  | mg/kg
VOC upto 15_GC-MS_1mgkg | 1 | F | Acetophenone | Standard | Detection | < | 1 |  | mg/kg
VOC upto 15_GC-MS_1mgkg | 1 | F | Dimethylacetamide | Standard | Detection | < | 1 |  | mg/kg
VOC upto 15_GC-MS_1mgkg | 1 | F | 1-Methyl-2-pyrrolidone | Standard | Detection | < | 1 |  | mg/kg
VOC upto 15_GC-MS_1mgkg | 1 | F | Bis(2-methoxyethyl) ether | Standard | Detection | < | 1 |  | mg/kg
VOC upto 15_GC-MS_1mgkg | 1 | F | Ethylbenzene | Standard | Detection | < | 1 |  | mg/kg
VOC upto 15_GC-MS_1mgkg | 1 | F | Styrene | Standard | Detection | < | 1 |  | mg/kg
VOC upto 15_GC-MS_1mgkg | 1 | F | 1,2-Dichloroethane | Standard | Detection | < | 1 |  | mg/kg
VOC upto 15_GC-MS_1mgkg | 1 | F | 2-Methoxyethyl acetate | Standard | Detection | < | 1 |  | mg/kg
VOC upto 15_GC-MS_1mgkg | 1 | F | 2-Methoxypropyl acetate | Standard | Detection | < | 1 |  | mg/kg
VOC upto 15_GC-MS_1mgkg | 1 | F | Methanol | Standard | Detection | < | 1 |  | mg/kg
VOC upto 15_GC-MS_1mgkg | 1 | E | Tetrachloroethane | Standard | Detection | < | 1 |  | mg/kg
VOC upto 15_GC-MS_1mgkg | 1 | E | Trichloromethane | Standard | Detection | < | 1 |  | mg/kg
VOC upto 15_GC-MS_1mgkg | 1 | E | Tetrachloroethylene | Standard | Detection | < | 1 |  | mg/kg
VOC upto 15_GC-MS_1mgkg | 1 | E | 3-Methylphenol | Standard | Detection | < | 1 |  | mg/kg
VOC upto 15_GC-MS_1mgkg | 1 | E | Cyclohexane | Standard | Detection | < | 1 |  | mg/kg
VOC upto 15_GC-MS_1mgkg | 1 | E | Tetrahydrofuran | Standard | Detection | < | 1 |  | mg/kg
VOC upto 15_GC-MS_1mgkg | 1 | E | Phenol | Standard | Detection | < | 1 |  | mg/kg
VOC upto 15_GC-MS_1mgkg | 1 | E | 1,1,1-Trichloroethane | Standard | Detection | < | 1 |  | mg/kg
VOC upto 15_GC-MS_1mgkg | 1 | E | Acetone | Standard | Detection | < | 1 |  | mg/kg
VOC upto 15_GC-MS_1mgkg | 1 | E | Ethyl acetate | Standard | Detection | < | 1 |  | mg/kg
VOC upto 15_GC-MS_1mgkg | 1 | E | White Spirit | Standard | Detection | < | 1 |  | mg/kg
VOC upto 15_GC-MS_1mgkg | 1 | E | Naphthalene | Standard | Detection | < | 1 |  | mg/kg
VOC upto 15_GC-MS_1mgkg | 1 | E | 1,1,1,2-Tetrachloroethane | Standard | Detection | < | 1 |  | mg/kg
VOC upto 15_GC-MS_1mgkg | 1 | E | 2-Methylphenol | Standard | Detection | < | 1 |  | mg/kg
VOC upto 15_GC-MS_1mgkg | 1 | E | 4-Methylphenol | Standard | Detection | < | 1 |  | mg/kg
VOC upto 15_GC-MS_1mgkg | 1 | E | Carbon Disulphide | Standard | Detection | < | 1 |  | mg/kg
VOC upto 15_GC-MS_1mgkg | 1 | E | 1,1,2-Trichloroethane | Standard | Detection | < | 1 |  | mg/kg
VOC upto 15_GC-MS_1mgkg | 1 | E | Hexachloroethane | Standard | Detection | < | 1 |  | mg/kg
VOC upto 15_GC-MS_1mgkg | 1 | E | Aliphatic alkanes | Standard | Detection | < | 1 |  | mg/kg
VOC upto 15_GC-MS_1mgkg | 1 | E | 1,1-Dichloroethene | Standard | Detection | < | 1 |  | mg/kg
VOC upto 15_GC-MS_1mgkg | 1 | E | 1,2,3-Trichlorpropane | Standard | Detection | < | 1 |  | mg/kg
VOC upto 15_GC-MS_1mgkg | 1 | E | 2-(2-Methoxyethoxy)ethanol | Standard | Detection | < | 1 |  | mg/kg
VOC upto 15_GC-MS_1mgkg | 1 | E | 1,3,5-Trimethylbenzene | Standard | Detection | < | 1 |  | mg/kg
VOC upto 15_GC-MS_1mgkg | 1 | E | n-Hexane | Standard | Detection | < | 1 |  | mg/kg
VOC upto 15_GC-MS_1mgkg | 1 | E | Dichloromethane | Standard | Detection | < | 1 |  | mg/kg
VOC upto 15_GC-MS_1mgkg | 1 | E | Trichloroethylene | Standard | Detection | < | 1 |  | mg/kg
VOC upto 15_GC-MS_1mgkg | 1 | E | Toluene | Standard | Detection | < | 1 |  | mg/kg
VOC upto 15_GC-MS_1mgkg | 1 | E | o-Xylene | Standard | Detection | < | 1 |  | mg/kg
VOC upto 15_GC-MS_1mgkg | 1 | E | m-Xylene | Standard | Detection | < | 1 |  | mg/kg
VOC upto 15_GC-MS_1mgkg | 1 | E | p-Xylene | Standard | Detection | < | 1 |  | mg/kg
VOC upto 15_GC-MS_1mgkg | 1 | E | Dimethylformamide | Standard | Detection | < | 1 |  | mg/kg
VOC upto 15_GC-MS_1mgkg | 1 | E | Benzene | Standard | Detection | < | 1 |  | mg/kg
VOC upto 15_GC-MS_1mgkg | 1 | E | Cyclohexanone | Standard | Detection | < | 1 |  | mg/kg
VOC upto 15_GC-MS_1mgkg | 1 | E | Isophorone | Standard | Detection | < | 1 |  | mg/kg
VOC upto 15_GC-MS_1mgkg | 1 | E | Butanone | Standard | Detection | < | 1 |  | mg/kg
VOC upto 15_GC-MS_1mgkg | 1 | E | Formamide | Standard | Detection | < | 1 |  | mg/kg
VOC upto 15_GC-MS_1mgkg | 1 | E | 2-Phenyl-2-propanol | Standard | Detection | < | 1 |  | mg/kg
VOC upto 15_GC-MS_1mgkg | 1 | E | Acetophenone | Standard | Detection | < | 1 |  | mg/kg
VOC upto 15_GC-MS_1mgkg | 1 | E | Dimethylacetamide | Standard | Detection | < | 1 |  | mg/kg
VOC upto 15_GC-MS_1mgkg | 1 | E | 1-Methyl-2-pyrrolidone | Standard | Detection | < | 1 |  | mg/kg
VOC upto 15_GC-MS_1mgkg | 1 | E | Bis(2-methoxyethyl) ether | Standard | Detection | < | 1 |  | mg/kg
VOC upto 15_GC-MS_1mgkg | 1 | E | Ethylbenzene | Standard | Detection | < | 1 |  | mg/kg
VOC upto 15_GC-MS_1mgkg | 1 | E | Styrene | Standard | Detection | < | 1 |  | mg/kg
VOC upto 15_GC-MS_1mgkg | 1 | E | 1,2-Dichloroethane | Standard | Detection | < | 1 |  | mg/kg
VOC upto 15_GC-MS_1mgkg | 1 | E | 2-Methoxyethyl acetate | Standard | Detection | < | 1 |  | mg/kg
VOC upto 15_GC-MS_1mgkg | 1 | E | 2-Methoxypropyl acetate | Standard | Detection | < | 1 |  | mg/kg
VOC upto 15_GC-MS_1mgkg | 1 | E | Methanol | Standard | Detection | < | 1 |  | mg/kg
Total HM-digest-Txt_ICP-MS_5mgkg | 1 | F | Al | Standard | Detection | < | 5 |  | mg/kg
Total HM-digest-Txt_ICP-MS_5mgkg | 1 | E | Al | Standard | Detection | < | 5 |  | mg/kg
Total HM-digest-Txt_ICP-MS_5mgkg | 1 | F | Sb | Standard | Detection | < | 5 |  | mg/kg
Total HM-digest-Txt_ICP-MS_5mgkg | 1 | E | Sb | Standard | Detection | < | 5 |  | mg/kg
Total HM-digest-Txt_ICP-MS_5mgkg | 1 | F | Cd | Standard | Detection | < | 5 |  | mg/kg
Total HM-digest-Txt_ICP-MS_5mgkg | 1 | E | Cd | Standard | Detection | < | 5 |  | mg/kg
Total HM-digest-Txt_ICP-MS_5mgkg | 1 | F | As | Standard | Detection | < | 5 |  | mg/kg
Total HM-digest-Txt_ICP-MS_5mgkg | 1 | E | As | Standard | Detection | < | 5 |  | mg/kg
Total HM-digest-Txt_ICP-MS_5mgkg | 1 | F | Cr | Standard | Detection | < | 5 |  | mg/kg
Total HM-digest-Txt_ICP-MS_5mgkg | 1 | E | Cr | Standard | Detection | < | 5 |  | mg/kg
Total HM-digest-Txt_ICP-MS_5mgkg | 1 | F | Pb | Standard | Detection | < | 5 |  | mg/kg
Total HM-digest-Txt_ICP-MS_5mgkg | 1 | E | Pb | Standard | Detection | < | 5 |  | mg/kg
Total HM-digest-Txt_ICP-MS_5mgkg | 1 | F | Co | Standard | Detection | < | 5 |  | mg/kg
Total HM-digest-Txt_ICP-MS_5mgkg | 1 | E | Co | Standard | Detection | < | 5 |  | mg/kg
Total HM-digest-Txt_ICP-MS_5mgkg | 1 | F | Cu | Standard | Detection | < | 5 |  | mg/kg
Total HM-digest-Txt_ICP-MS_5mgkg | 1 | E | Cu | Standard | Detection | < | 5 |  | mg/kg
Total HM-digest-Txt_ICP-MS_5mgkg | 1 | F | Ti | Standard | Detection | < | 5 |  | mg/kg
Total HM-digest-Txt_ICP-MS_5mgkg | 1 | E | Ti | Standard | Detection | < | 5 |  | mg/kg
Total HM-digest-Txt_ICP-MS_5mgkg | 1 | F | Zr | Standard | Detection | < | 5 |  | mg/kg
Total HM-digest-Txt_ICP-MS_5mgkg | 1 | E | Zr | Standard | Detection | < | 5 |  | mg/kg
Total HM-digest-Txt_ICP-MS_5mgkg | 1 | F | Ni | Standard | Detection | < | 5 |  | mg/kg
Total HM-digest-Txt_ICP-MS_5mgkg | 1 | E | Ni | Standard | Detection | < | 5 |  | mg/kg
Total HM-digest-Txt_ICP-MS_5mgkg | 1 | F | Ba | Standard | Detection | < | 5 |  | mg/kg
Total HM-digest-Txt_ICP-MS_5mgkg | 1 | E | Ba | Standard | Detection | < | 5 |  | mg/kg
Total HM-digest-Txt_ICP-MS_5mgkg | 1 | F | Ca | Standard | Detection | < | 5 |  | mg/kg
Total HM-digest-Txt_ICP-MS_5mgkg | 1 | E | Ca | Standard | Detection | < | 5 |  | mg/kg
Total HM-digest-Txt_ICP-MS_5mgkg | 1 | F | Fe | Standard | Detection | < | 5 |  | mg/kg
Total HM-digest-Txt_ICP-MS_5mgkg | 1 | E | Fe | Standard | Detection | < | 5 |  | mg/kg
Total HM-digest-Txt_ICP-MS_5mgkg | 1 | F | Mn | Standard | Detection | < | 5 |  | mg/kg
Total HM-digest-Txt_ICP-MS_5mgkg | 1 | E | Mn | Standard | Detection | < | 5 |  | mg/kg
Total HM-digest-Txt_ICP-MS_5mgkg | 1 | F | Mg | Standard | Detection | < | 5 |  | mg/kg
Total HM-digest-Txt_ICP-MS_5mgkg | 1 | E | Mg | Standard | Detection | < | 5 |  | mg/kg
Total HM-digest-Txt_ICP-MS_5mgkg | 1 | F | Mo | Standard | Detection | < | 5 |  | mg/kg
Total HM-digest-Txt_ICP-MS_5mgkg | 1 | E | Mo | Standard | Detection | < | 5 |  | mg/kg
Total HM-digest-Txt_ICP-MS_5mgkg | 1 | F | K | Standard | Detection | < | 5 |  | mg/kg
Total HM-digest-Txt_ICP-MS_5mgkg | 1 | E | K | Standard | Detection | < | 5 |  | mg/kg
Total HM-digest-Txt_ICP-MS_5mgkg | 1 | F | Se | Standard | Detection | < | 5 |  | mg/kg
Total HM-digest-Txt_ICP-MS_5mgkg | 1 | E | Se | Standard | Detection | < | 5 |  | mg/kg
Total HM-digest-Txt_ICP-MS_5mgkg | 1 | F | Zn | Standard | Detection | < | 5 |  | mg/kg
Total HM-digest-Txt_ICP-MS_5mgkg | 1 | E | Zn | Standard | Detection | < | 5 |  | mg/kg
Total HM-digest-Txt_ICP-MS_5mgkg | 1 | F | Sn | Standard | Detection | < | 5 |  | mg/kg
Total HM-digest-Txt_ICP-MS_5mgkg | 1 | E | Sn | Standard | Detection | < | 5 |  | mg/kg
Total HM-digest-Txt_ICP-MS_5mgkg | 1 | F | Na | Standard | Detection | < | 5 |  | mg/kg
Total HM-digest-Txt_ICP-MS_5mgkg | 1 | E | Na | Standard | Detection | < | 5 |  | mg/kg
Total HM-digest-Txt_ICP-MS_5mgkg | 1 | F | Ag | Standard | Detection | < | 5 |  | mg/kg
Total HM-digest-Txt_ICP-MS_5mgkg | 1 | E | Ag | Standard | Detection | < | 5 |  | mg/kg
Total HM-digest-Txt_ICP-MS_5mgkg | 1 | F | V | Standard | Detection | < | 5 |  | mg/kg
Total HM-digest-Txt_ICP-MS_5mgkg | 1 | E | V | Standard | Detection | < | 5 |  | mg/kg
Total HM-digest-Txt_ICP-MS_5mgkg | 1 | F | Be | Standard | Detection | < | 5 |  | mg/kg
Total HM-digest-Txt_ICP-MS_5mgkg | 1 | E | Be | Standard | Detection | < | 5 |  | mg/kg
Total HM-digest-Txt_ICP-MS_5mgkg | 1 | F | Li | Standard | Detection | < | 5 |  | mg/kg
Total HM-digest-Txt_ICP-MS_5mgkg | 1 | E | Li | Standard | Detection | < | 5 |  | mg/kg
Total HM-digest-Txt_ICP-MS_5mgkg | 1 | F | Tl | Standard | Detection | < | 5 |  | mg/kg
Total HM-digest-Txt_ICP-MS_5mgkg | 1 | E | Tl | Standard | Detection | < | 5 |  | mg/kg
Total HM-digest-Txt_ICP-MS_5mgkg | 1 | F | Si | Standard | Detection | < | 5 |  | mg/kg
Total HM-digest-Txt_ICP-MS_5mgkg | 1 | E | Si | Standard | Detection | < | 5 |  | mg/kg
Total HM-digest-Txt_ICP-MS_5mgkg | 1 | F | Sr | Standard | Detection | < | 5 |  | mg/kg
Total HM-digest-Txt_ICP-MS_5mgkg | 1 | E | Sr | Standard | Detection | < | 5 |  | mg/kg
Total HM-digest-Txt_ICP-MS_5mgkg | 1 | F | Ta | Standard | Detection | < | 5 |  | mg/kg
Total HM-digest-Txt_ICP-MS_5mgkg | 1 | E | Ta | Standard | Detection | < | 5 |  | mg/kg
Total HM-digest-Txt_ICP-MS_5mgkg | 1 | F | B | Standard | Detection | < | 5 |  | mg/kg
Total HM-digest-Txt_ICP-MS_5mgkg | 1 | E | B | Standard | Detection | < | 5 |  | mg/kg
Total HM-digest-Txt_ICP-MS_5mgkg | 1 | F | Pt | Standard | Detection | < | 5 |  | mg/kg
Total HM-digest-Txt_ICP-MS_5mgkg | 1 | E | Pt | Standard | Detection | < | 5 |  | mg/kg
Total HM-digest-Txt_ICP-MS_5mgkg | 1 | F | Hf | Standard | Detection | < | 5 |  | mg/kg
Total HM-digest-Txt_ICP-MS_5mgkg | 1 | E | Hf | Standard | Detection | < | 5 |  | mg/kg
Azo Dyes_LC-MSMS_5mgkg | 1 | F | 2,4-Diaminotoluene | Standard | Detection | < | 5 |  | mg/kg
Azo Dyes_LC-MSMS_5mgkg | 1 | E | 2,4-Diaminotoluene | Standard | Detection | < | 5 |  | mg/kg
Azo Dyes_LC-MSMS_5mgkg | 1 | F | o-Toluidine | Standard | Detection | < | 5 |  | mg/kg
Azo Dyes_LC-MSMS_5mgkg | 1 | E | o-Toluidine | Standard | Detection | < | 5 |  | mg/kg
Azo Dyes_LC-MSMS_5mgkg | 1 | F | Benzidine | Standard | Detection | < | 5 |  | mg/kg
Azo Dyes_LC-MSMS_5mgkg | 1 | E | Benzidine | Standard | Detection | < | 5 |  | mg/kg
Azo Dyes_LC-MSMS_5mgkg | 1 | F | 4-Chloroaniline | Standard | Detection | < | 5 |  | mg/kg
Azo Dyes_LC-MSMS_5mgkg | 1 | E | 4-Chloroaniline | Standard | Detection | < | 5 |  | mg/kg
Azo Dyes_LC-MSMS_5mgkg | 1 | F | 3,3-Dimethoxybenzidine | Standard | Detection | < | 5 |  | mg/kg
Azo Dyes_LC-MSMS_5mgkg | 1 | E | 3,3-Dimethoxybenzidine | Standard | Detection | < | 5 |  | mg/kg
Azo Dyes_LC-MSMS_5mgkg | 1 | F | 3,3-Dimethylbenzidine | Standard | Detection | < | 5 |  | mg/kg
Azo Dyes_LC-MSMS_5mgkg | 1 | E | 3,3-Dimethylbenzidine | Standard | Detection | < | 5 |  | mg/kg
Azo Dyes_LC-MSMS_5mgkg | 1 | F | 4-Aminobiphenyl | Standard | Detection | < | 5 |  | mg/kg
Azo Dyes_LC-MSMS_5mgkg | 1 | E | 4-Aminobiphenyl | Standard | Detection | < | 5 |  | mg/kg
Azo Dyes_LC-MSMS_5mgkg | 1 | F | p-Cresidine | Standard | Detection | < | 5 |  | mg/kg
Azo Dyes_LC-MSMS_5mgkg | 1 | E | p-Cresidine | Standard | Detection | < | 5 |  | mg/kg
Azo Dyes_LC-MSMS_5mgkg | 1 | F | o-Anisidine | Standard | Detection | < | 5 |  | mg/kg
Azo Dyes_LC-MSMS_5mgkg | 1 | E | o-Anisidine | Standard | Detection | < | 5 |  | mg/kg
Azo Dyes_LC-MSMS_5mgkg | 1 | F | 2,4-Xylidine | Standard | Detection | < | 5 |  | mg/kg
Azo Dyes_LC-MSMS_5mgkg | 1 | E | 2,4-Xylidine | Standard | Detection | < | 5 |  | mg/kg
Azo Dyes_LC-MSMS_5mgkg | 1 | F | 4,4-Methylenedianiline | Standard | Detection | < | 5 |  | mg/kg
Azo Dyes_LC-MSMS_5mgkg | 1 | E | 4,4-Methylenedianiline | Standard | Detection | < | 5 |  | mg/kg
Azo Dyes_LC-MSMS_5mgkg | 1 | F | 4-Chloro-o-toluidine | Standard | Detection | < | 5 |  | mg/kg
Azo Dyes_LC-MSMS_5mgkg | 1 | E | 4-Chloro-o-toluidine | Standard | Detection | < | 5 |  | mg/kg
Azo Dyes_LC-MSMS_5mgkg | 1 | F | 2,4-Diaminoanisole | Standard | Detection | < | 5 |  | mg/kg
Azo Dyes_LC-MSMS_5mgkg | 1 | E | 2,4-Diaminoanisole | Standard | Detection | < | 5 |  | mg/kg
Azo Dyes_LC-MSMS_5mgkg | 1 | F | 2,2-Dichloro-4,4-methylenedianiline | Standard | Detection | < | 5 |  | mg/kg
Azo Dyes_LC-MSMS_5mgkg | 1 | E | 2,2-Dichloro-4,4-methylenedianiline | Standard | Detection | < | 5 |  | mg/kg
Azo Dyes_LC-MSMS_5mgkg | 1 | F | 2,4,5-Trimethylaniline | Standard | Detection | < | 5 |  | mg/kg
Azo Dyes_LC-MSMS_5mgkg | 1 | E | 2,4,5-Trimethylaniline | Standard | Detection | < | 5 |  | mg/kg
Azo Dyes_LC-MSMS_5mgkg | 1 | F | 4,4-Oxydianiline | Standard | Detection | < | 5 |  | mg/kg
Azo Dyes_LC-MSMS_5mgkg | 1 | E | 4,4-Oxydianiline | Standard | Detection | < | 5 |  | mg/kg
Azo Dyes_LC-MSMS_5mgkg | 1 | F | 2,6-Xylidine | Standard | Detection | < | 5 |  | mg/kg
Azo Dyes_LC-MSMS_5mgkg | 1 | E | 2,6-Xylidine | Standard | Detection | < | 5 |  | mg/kg
Azo Dyes_LC-MSMS_5mgkg | 1 | F | 3,3-Dichlorobenzidine | Standard | Detection | < | 5 |  | mg/kg
Azo Dyes_LC-MSMS_5mgkg | 1 | E | 3,3-Dichlorobenzidine | Standard | Detection | < | 5 |  | mg/kg
Azo Dyes_LC-MSMS_5mgkg | 1 | F | 2-Naphthylamine | Standard | Detection | < | 5 |  | mg/kg
Azo Dyes_LC-MSMS_5mgkg | 1 | E | 2-Naphthylamine | Standard | Detection | < | 5 |  | mg/kg
Azo Dyes_LC-MSMS_5mgkg | 1 | F | 4,4-Methylenedi-o-toluidine | Standard | Detection | < | 5 |  | mg/kg
Azo Dyes_LC-MSMS_5mgkg | 1 | E | 4,4-Methylenedi-o-toluidine | Standard | Detection | < | 5 |  | mg/kg
Azo Dyes_LC-MSMS_5mgkg | 1 | F | 4,4-Thiodianiline | Standard | Detection | < | 5 |  | mg/kg
Azo Dyes_LC-MSMS_5mgkg | 1 | E | 4,4-Thiodianiline | Standard | Detection | < | 5 |  | mg/kg
Azo Dyes_LC-MSMS_5mgkg | 1 | F | 5-Nitro-o-toluidine | Standard | Detection | < | 5 |  | mg/kg
Azo Dyes_LC-MSMS_5mgkg | 1 | E | 5-Nitro-o-toluidine | Standard | Detection | < | 5 |  | mg/kg
Azo Dyes_LC-MSMS_5mgkg | 1 | F | p-Phenylenediamine | Standard | Detection | < | 5 |  | mg/kg
Azo Dyes_LC-MSMS_5mgkg | 1 | E | p-Phenylenediamine | Standard | Detection | < | 5 |  | mg/kg
Azo Dyes_LC-MSMS_5mgkg | 1 | F | Aniline | Standard | Detection | < | 5 |  | mg/kg
Azo Dyes_LC-MSMS_5mgkg | 1 | E | Aniline | Standard | Detection | < | 5 |  | mg/kg
Azo Dyes_LC-MSMS_5mgkg | 1 | F | 4-Chloro-o-toluidine HCl | Standard | Detection | < | 5 |  | mg/kg
Azo Dyes_LC-MSMS_5mgkg | 1 | E | 4-Chloro-o-toluidine HCl | Standard | Detection | < | 5 |  | mg/kg
Azo Dyes_LC-MSMS_5mgkg | 1 | F | 2-Naphtylammonium acetate | Standard | Detection | < | 5 |  | mg/kg
Azo Dyes_LC-MSMS_5mgkg | 1 | E | 2-Naphtylammonium acetate | Standard | Detection | < | 5 |  | mg/kg
Azo Dyes_LC-MSMS_5mgkg | 1 | F | 2,4-Diaminoanisole sulphate | Standard | Detection | < | 5 |  | mg/kg
Azo Dyes_LC-MSMS_5mgkg | 1 | E | 2,4-Diaminoanisole sulphate | Standard | Detection | < | 5 |  | mg/kg
Azo Dyes_LC-MSMS_5mgkg | 1 | F | 2,4,5-Trimethylaniline HCl | Standard | Detection | < | 5 |  | mg/kg
Azo Dyes_LC-MSMS_5mgkg | 1 | E | 2,4,5-Trimethylaniline HCl | Standard | Detection | < | 5 |  | mg/kg
Azo Dyes_LC-MSMS_5mgkg | 1 | F | o-Aminoazotoluene | Standard | Detection | < | 5 |  | mg/kg
Azo Dyes_LC-MSMS_5mgkg | 1 | E | o-Aminoazotoluene | Standard | Detection | < | 5 |  | mg/kg
Azo Dyes_LC-MSMS_5mgkg | 1 | F | 4-Aminoazobenzene | Standard | Detection | < | 5 |  | mg/kg
Azo Dyes_LC-MSMS_5mgkg | 1 | E | 4-Aminoazobenzene | Standard | Detection | < | 5 |  | mg/kg
4-AAB_LC-MSMS_5mgkg | 1 | F | 4-Aminoazobenzene | Standard | Detection | < | 5 |  | mg/kg
4-AAB_LC-MSMS_5mgkg | 1 | E | 4-Aminoazobenzene | Standard | Detection | < | 5 |  | mg/kg
Flame Retardants_GC-MS_5mgkg | 1 | F | DecaBB | Standard | Detection | < | 5 |  | mg/kg
Flame Retardants_GC-MS_5mgkg | 1 | E | DecaBB | Standard | Detection | < | 5 |  | mg/kg
Flame Retardants_GC-MS_5mgkg | 1 | F | DecaBDE | Standard | Detection | < | 5 |  | mg/kg
Flame Retardants_GC-MS_5mgkg | 1 | E | DecaBDE | Standard | Detection | < | 5 |  | mg/kg
Flame Retardants_GC-MS_5mgkg | 1 | F | MonoBB | Standard | Detection | < | 5 |  | mg/kg
Flame Retardants_GC-MS_5mgkg | 1 | E | MonoBB | Standard | Detection | < | 5 |  | mg/kg
Flame Retardants_GC-MS_5mgkg | 1 | F | DiBB | Standard | Detection | < | 5 |  | mg/kg
Flame Retardants_GC-MS_5mgkg | 1 | E | DiBB | Standard | Detection | < | 5 |  | mg/kg
Flame Retardants_GC-MS_5mgkg | 1 | F | TriBB | Standard | Detection | < | 5 |  | mg/kg
Flame Retardants_GC-MS_5mgkg | 1 | E | TriBB | Standard | Detection | < | 5 |  | mg/kg
Flame Retardants_GC-MS_5mgkg | 1 | F | TetraBB | Standard | Detection | < | 5 |  | mg/kg
Flame Retardants_GC-MS_5mgkg | 1 | E | TetraBB | Standard | Detection | < | 5 |  | mg/kg
Flame Retardants_GC-MS_5mgkg | 1 | F | PentaBB | Standard | Detection | < | 5 |  | mg/kg
Flame Retardants_GC-MS_5mgkg | 1 | E | PentaBB | Standard | Detection | < | 5 |  | mg/kg
Flame Retardants_GC-MS_5mgkg | 1 | F | HexaBB | Standard | Detection | < | 5 |  | mg/kg
Flame Retardants_GC-MS_5mgkg | 1 | E | HexaBB | Standard | Detection | < | 5 |  | mg/kg
Flame Retardants_GC-MS_5mgkg | 1 | F | HeptaBB | Standard | Detection | < | 5 |  | mg/kg
Flame Retardants_GC-MS_5mgkg | 1 | E | HeptaBB | Standard | Detection | < | 5 |  | mg/kg
Flame Retardants_GC-MS_5mgkg | 1 | F | OctaBB | Standard | Detection | < | 5 |  | mg/kg
Flame Retardants_GC-MS_5mgkg | 1 | E | OctaBB | Standard | Detection | < | 5 |  | mg/kg
Flame Retardants_GC-MS_5mgkg | 1 | F | NonaBB | Standard | Detection | < | 5 |  | mg/kg
Flame Retardants_GC-MS_5mgkg | 1 | E | NonaBB | Standard | Detection | < | 5 |  | mg/kg
Flame Retardants_GC-MS_5mgkg | 1 | F | MonoBDE | Standard | Detection | < | 5 |  | mg/kg
Flame Retardants_GC-MS_5mgkg | 1 | E | MonoBDE | Standard | Detection | < | 5 |  | mg/kg
Flame Retardants_GC-MS_5mgkg | 1 | F | DiBDE | Standard | Detection | < | 5 |  | mg/kg
Flame Retardants_GC-MS_5mgkg | 1 | E | DiBDE | Standard | Detection | < | 5 |  | mg/kg
Flame Retardants_GC-MS_5mgkg | 1 | F | TriBDE | Standard | Detection | < | 5 |  | mg/kg
Flame Retardants_GC-MS_5mgkg | 1 | E | TriBDE | Standard | Detection | < | 5 |  | mg/kg
Flame Retardants_GC-MS_5mgkg | 1 | F | TetraBDE | Standard | Detection | < | 5 |  | mg/kg
Flame Retardants_GC-MS_5mgkg | 1 | E | TetraBDE | Standard | Detection | < | 5 |  | mg/kg
Flame Retardants_GC-MS_5mgkg | 1 | F | PentaBDE | Standard | Detection | < | 5 |  | mg/kg
Flame Retardants_GC-MS_5mgkg | 1 | E | PentaBDE | Standard | Detection | < | 5 |  | mg/kg
Flame Retardants_GC-MS_5mgkg | 1 | F | HexaBDE | Standard | Detection | < | 5 |  | mg/kg
Flame Retardants_GC-MS_5mgkg | 1 | E | HexaBDE | Standard | Detection | < | 5 |  | mg/kg
Flame Retardants_GC-MS_5mgkg | 1 | F | HeptaBDE | Standard | Detection | < | 5 |  | mg/kg
Flame Retardants_GC-MS_5mgkg | 1 | E | HeptaBDE | Standard | Detection | < | 5 |  | mg/kg
Flame Retardants_GC-MS_5mgkg | 1 | F | OctaBDE | Standard | Detection | < | 5 |  | mg/kg
Flame Retardants_GC-MS_5mgkg | 1 | E | OctaBDE | Standard | Detection | < | 5 |  | mg/kg
Flame Retardants_GC-MS_5mgkg | 1 | F | NonaBDE | Standard | Detection | < | 5 |  | mg/kg
Flame Retardants_GC-MS_5mgkg | 1 | E | NonaBDE | Standard | Detection | < | 5 |  | mg/kg
Flame Retardants_GC-MS_5mgkg | 1 | E | Sum of quantified PBB | Standard | Detection | < | 5 |  | mg/kg
Flame Retardants_GC-MS_5mgkg | 1 | E | Sum of quantified PBDE | Standard | Detection | < | 5 |  | mg/kg
HCHO Content-Leather_LC-DAD_5mgkg | 1 | F | Formaldehyde | Standard | Detection | < | 5 |  | mg/kg
HCHO Content-Leather_LC-DAD_5mgkg | 1 | E | Formaldehyde | Standard | Detection | < | 5 |  | mg/kg
Total lead -Paint_ICP-MS_5mgkg | 1 | F | Pb | Standard | Detection | < | 5 |  | mg/kg
Total lead -Paint_ICP-MS_5mgkg | 1 | E | Pb | Standard | Detection | < | 5 |  | mg/kg
Total Lead-Non metal_ICP-MS_5mgkg | 1 | F | Pb | Standard | Detection | < | 5 |  | mg/kg
Total Lead-Non metal_ICP-MS_5mgkg | 1 | E | Pb | Standard | Detection | < | 5 |  | mg/kg
Total Pb+Cd - Metals_ICP-MS_5mgkg | 1 | F | Cd | Standard | Detection | < | 5 |  | mg/kg
Total Pb+Cd - Metals_ICP-MS_5mgkg | 1 | E | Cd | Standard | Detection | < | 5 |  | mg/kg
Total Pb+Cd - Metals_ICP-MS_5mgkg | 1 | F | Pb | Standard | Detection | < | 5 |  | mg/kg
Total Pb+Cd - Metals_ICP-MS_5mgkg | 1 | E | Pb | Standard | Detection | < | 5 |  | mg/kg
APEOs_LC-MSMS_10mgkg | 1 | F | NPEO | Standard | Detection | < | 10 |  | mg/kg
APEOs_LC-MSMS_10mgkg | 1 | E | NPEO | Standard | Detection | < | 10 |  | mg/kg
APEOs_LC-MSMS_10mgkg | 1 | F | OPEO | Standard | Detection | < | 10 |  | mg/kg
APEOs_LC-MSMS_10mgkg | 1 | E | OPEO | Standard | Detection | < | 10 |  | mg/kg
Phenols - Others_GC-MS_10mgkg | 1 | F | 2,6-Dimethylphenol | Standard | Detection | < | 10 |  | mg/kg
Phenols - Others_GC-MS_10mgkg | 1 | E | 2,6-Dimethylphenol | Standard | Detection | < | 10 |  | mg/kg
Phenols - Others_GC-MS_10mgkg | 1 | F | p-Phenylphenol | Standard | Detection | < | 10 |  | mg/kg
Phenols - Others_GC-MS_10mgkg | 1 | E | p-Phenylphenol | Standard | Detection | < | 10 |  | mg/kg
Phenols - Others_GC-MS_10mgkg | 1 | F | Tribromphenol | Standard | Detection | < | 10 |  | mg/kg
Phenols - Others_GC-MS_10mgkg | 1 | E | Tribromphenol | Standard | Detection | < | 10 |  | mg/kg
Phenols - Others_GC-MS_10mgkg | 1 | F | Phenol | Standard | Detection | < | 10 |  | mg/kg
Phenols - Others_GC-MS_10mgkg | 1 | E | Phenol | Standard | Detection | < | 10 |  | mg/kg
Phenols - Others_GC-MS_10mgkg | 1 | F | 4-n-Nonylphenol | Standard | Detection | < | 10 |  | mg/kg
Phenols - Others_GC-MS_10mgkg | 1 | E | 4-n-Nonylphenol | Standard | Detection | < | 10 |  | mg/kg
Phenols - Others_GC-MS_10mgkg | 1 | F | 4-Nonylphenol | Standard | Detection | < | 10 |  | mg/kg
Phenols - Others_GC-MS_10mgkg | 1 | E | 4-Nonylphenol | Standard | Detection | < | 10 |  | mg/kg
Phenols - Others_GC-MS_10mgkg | 1 | F | 4-tert-Octylphenol | Standard | Detection | < | 10 |  | mg/kg
Phenols - Others_GC-MS_10mgkg | 1 | E | 4-tert-Octylphenol | Standard | Detection | < | 10 |  | mg/kg
Phenols - Others_GC-MS_10mgkg | 1 | F | 4-n-Octylphenol | Standard | Detection | < | 10 |  | mg/kg
Phenols - Others_GC-MS_10mgkg | 1 | E | 4-n-Octylphenol | Standard | Detection | < | 10 |  | mg/kg
Phenols - Others_GC-MS_10mgkg | 1 | F | 4-Heptylphenol | Standard | Detection | < | 10 |  | mg/kg
Phenols - Others_GC-MS_10mgkg | 1 | E | 4-Heptylphenol | Standard | Detection | < | 10 |  | mg/kg
Preserving Agents_LC-DAD_10mgkg | 1 | F | OIT | Standard | Detection | < | 10 |  | mg/kg
Preserving Agents_LC-DAD_10mgkg | 1 | E | OIT | Standard | Detection | < | 10 |  | mg/kg
Preserving Agents_LC-DAD_10mgkg | 1 | F | TCMTB | Standard | Detection | < | 10 |  | mg/kg
Preserving Agents_LC-DAD_10mgkg | 1 | E | TCMTB | Standard | Detection | < | 10 |  | mg/kg
Preserving Agents_LC-DAD_10mgkg | 1 | F | CMK | Standard | Detection | < | 10 |  | mg/kg
Preserving Agents_LC-DAD_10mgkg | 1 | E | CMK | Standard | Detection | < | 10 |  | mg/kg
Preserving Agents_LC-DAD_10mgkg | 1 | F | Triclosan | Standard | Detection | < | 10 |  | mg/kg
Preserving Agents_LC-DAD_10mgkg | 1 | E | Triclosan | Standard | Detection | < | 10 |  | mg/kg
Preserving Agents_LC-DAD_10mgkg | 1 | F | o-Phenylphenol | Standard | Detection | < | 10 |  | mg/kg
Preserving Agents_LC-DAD_10mgkg | 1 | E | o-Phenylphenol | Standard | Detection | < | 10 |  | mg/kg
HCHO Release-Wood_UV-VIS_10mgkg | 1 | E | Formaldehyde | Standard | Detection | < | 10 |  | mg/kg
Dimethylformamide_GC-MS_10mgkg | 1 | F | Dimethylformamide | Standard | Detection | < | 10 |  | mg/kg
Dimethylformamide_GC-MS_10mgkg | 1 | E | Dimethylformamide | Standard | Detection | < | 10 |  | mg/kg
Dimethylformamide_GC-MS_10mgkg | 1 | F | Formamide | Standard | Detection | < | 10 |  | mg/kg
Dimethylformamide_GC-MS_10mgkg | 1 | E | Formamide | Standard | Detection | < | 10 |  | mg/kg
Dimethylformamide_GC-MS_10mgkg | 1 | F | Dimethylacetamide | Standard | Detection | < | 10 |  | mg/kg
Dimethylformamide_GC-MS_10mgkg | 1 | E | Dimethylacetamide | Standard | Detection | < | 10 |  | mg/kg
Dimethylformamide_GC-MS_10mgkg | 1 | F | Bis(2-methoxyethyl) ether | Standard | Detection | < | 10 |  | mg/kg
Dimethylformamide_GC-MS_10mgkg | 1 | E | Bis(2-methoxyethyl) ether | Standard | Detection | < | 10 |  | mg/kg
2-MBT_LC-DAD_10mgkg | 1 | F | 2-MBT | Standard | Detection | < | 10 |  | mg/kg
2-MBT_LC-DAD_10mgkg | 1 | E | 2-MBT | Standard | Detection | < | 10 |  | mg/kg
NMP leather_GC-MS_10mgkg | 1 | F | 1-Methyl-2-pyrrolidone | Standard | Detection | < | 10 |  | mg/kg
NMP leather_GC-MS_10mgkg | 1 | E | 1-Methyl-2-pyrrolidone | Standard | Detection | < | 10 |  | mg/kg
Total Metals Leather_ICP-MS_10mgkg | 1 | F | Al | Standard | Detection | < | 10 |  | mg/kg
Total Metals Leather_ICP-MS_10mgkg | 1 | E | Al | Standard | Detection | < | 10 |  | mg/kg
Total Metals Leather_ICP-MS_10mgkg | 1 | F | Sb | Standard | Detection | < | 10 |  | mg/kg
Total Metals Leather_ICP-MS_10mgkg | 1 | E | Sb | Standard | Detection | < | 10 |  | mg/kg
Total Metals Leather_ICP-MS_10mgkg | 1 | F | Cd | Standard | Detection | < | 10 |  | mg/kg
Total Metals Leather_ICP-MS_10mgkg | 1 | E | Cd | Standard | Detection | < | 10 |  | mg/kg
Total Metals Leather_ICP-MS_10mgkg | 1 | F | As | Standard | Detection | < | 10 |  | mg/kg
Total Metals Leather_ICP-MS_10mgkg | 1 | E | As | Standard | Detection | < | 10 |  | mg/kg
Total Metals Leather_ICP-MS_10mgkg | 1 | F | Cr | Standard | Detection | < | 10 |  | mg/kg
Total Metals Leather_ICP-MS_10mgkg | 1 | E | Cr | Standard | Detection | < | 10 |  | mg/kg
Total Metals Leather_ICP-MS_10mgkg | 1 | F | Pb | Standard | Detection | < | 10 |  | mg/kg
Total Metals Leather_ICP-MS_10mgkg | 1 | E | Pb | Standard | Detection | < | 10 |  | mg/kg
Total Metals Leather_ICP-MS_10mgkg | 1 | F | Co | Standard | Detection | < | 10 |  | mg/kg
Total Metals Leather_ICP-MS_10mgkg | 1 | E | Co | Standard | Detection | < | 10 |  | mg/kg
Total Metals Leather_ICP-MS_10mgkg | 1 | F | Cu | Standard | Detection | < | 10 |  | mg/kg
Total Metals Leather_ICP-MS_10mgkg | 1 | E | Cu | Standard | Detection | < | 10 |  | mg/kg
Total Metals Leather_ICP-MS_10mgkg | 1 | F | Ti | Standard | Detection | < | 10 |  | mg/kg
Total Metals Leather_ICP-MS_10mgkg | 1 | E | Ti | Standard | Detection | < | 10 |  | mg/kg
Total Metals Leather_ICP-MS_10mgkg | 1 | F | Zr | Standard | Detection | < | 10 |  | mg/kg
Total Metals Leather_ICP-MS_10mgkg | 1 | E | Zr | Standard | Detection | < | 10 |  | mg/kg
Total Metals Leather_ICP-MS_10mgkg | 1 | F | Ni | Standard | Detection | < | 10 |  | mg/kg
Total Metals Leather_ICP-MS_10mgkg | 1 | E | Ni | Standard | Detection | < | 10 |  | mg/kg
Total Metals Leather_ICP-MS_10mgkg | 1 | F | Ba | Standard | Detection | < | 10 |  | mg/kg
Total Metals Leather_ICP-MS_10mgkg | 1 | E | Ba | Standard | Detection | < | 10 |  | mg/kg
Total Metals Leather_ICP-MS_10mgkg | 1 | F | Ca | Standard | Detection | < | 10 |  | mg/kg
Total Metals Leather_ICP-MS_10mgkg | 1 | E | Ca | Standard | Detection | < | 10 |  | mg/kg
Total Metals Leather_ICP-MS_10mgkg | 1 | F | Fe | Standard | Detection | < | 10 |  | mg/kg
Total Metals Leather_ICP-MS_10mgkg | 1 | E | Fe | Standard | Detection | < | 10 |  | mg/kg
Total Metals Leather_ICP-MS_10mgkg | 1 | F | Mn | Standard | Detection | < | 10 |  | mg/kg
Total Metals Leather_ICP-MS_10mgkg | 1 | E | Mn | Standard | Detection | < | 10 |  | mg/kg
Total Metals Leather_ICP-MS_10mgkg | 1 | F | Mg | Standard | Detection | < | 10 |  | mg/kg
Total Metals Leather_ICP-MS_10mgkg | 1 | E | Mg | Standard | Detection | < | 10 |  | mg/kg
Total Metals Leather_ICP-MS_10mgkg | 1 | F | Mo | Standard | Detection | < | 10 |  | mg/kg
Total Metals Leather_ICP-MS_10mgkg | 1 | E | Mo | Standard | Detection | < | 10 |  | mg/kg
Total Metals Leather_ICP-MS_10mgkg | 1 | F | K | Standard | Detection | < | 10 |  | mg/kg
Total Metals Leather_ICP-MS_10mgkg | 1 | E | K | Standard | Detection | < | 10 |  | mg/kg
Total Metals Leather_ICP-MS_10mgkg | 1 | F | Se | Standard | Detection | < | 10 |  | mg/kg
Total Metals Leather_ICP-MS_10mgkg | 1 | E | Se | Standard | Detection | < | 10 |  | mg/kg
Total Metals Leather_ICP-MS_10mgkg | 1 | F | Zn | Standard | Detection | < | 10 |  | mg/kg
Total Metals Leather_ICP-MS_10mgkg | 1 | E | Zn | Standard | Detection | < | 10 |  | mg/kg
Total Metals Leather_ICP-MS_10mgkg | 1 | F | Sn | Standard | Detection | < | 10 |  | mg/kg
Total Metals Leather_ICP-MS_10mgkg | 1 | E | Sn | Standard | Detection | < | 10 |  | mg/kg
Total Metals Leather_ICP-MS_10mgkg | 1 | F | Na | Standard | Detection | < | 10 |  | mg/kg
Total Metals Leather_ICP-MS_10mgkg | 1 | E | Na | Standard | Detection | < | 10 |  | mg/kg
Total Metals Leather_ICP-MS_10mgkg | 1 | F | Ag | Standard | Detection | < | 10 |  | mg/kg
Total Metals Leather_ICP-MS_10mgkg | 1 | E | Ag | Standard | Detection | < | 10 |  | mg/kg
Total Metals Leather_ICP-MS_10mgkg | 1 | F | V | Standard | Detection | < | 10 |  | mg/kg
Total Metals Leather_ICP-MS_10mgkg | 1 | E | V | Standard | Detection | < | 10 |  | mg/kg
Total Metals Leather_ICP-MS_10mgkg | 1 | F | Be | Standard | Detection | < | 10 |  | mg/kg
Total Metals Leather_ICP-MS_10mgkg | 1 | E | Be | Standard | Detection | < | 10 |  | mg/kg
Total Metals Leather_ICP-MS_10mgkg | 1 | F | Li | Standard | Detection | < | 10 |  | mg/kg
Total Metals Leather_ICP-MS_10mgkg | 1 | E | Li | Standard | Detection | < | 10 |  | mg/kg
Total Metals Leather_ICP-MS_10mgkg | 1 | F | Tl | Standard | Detection | < | 10 |  | mg/kg
Total Metals Leather_ICP-MS_10mgkg | 1 | E | Tl | Standard | Detection | < | 10 |  | mg/kg
Total Metals Leather_ICP-MS_10mgkg | 1 | F | Si | Standard | Detection | < | 10 |  | mg/kg
Total Metals Leather_ICP-MS_10mgkg | 1 | E | Si | Standard | Detection | < | 10 |  | mg/kg
Total Metals Leather_ICP-MS_10mgkg | 1 | F | Sr | Standard | Detection | < | 10 |  | mg/kg
Total Metals Leather_ICP-MS_10mgkg | 1 | E | Sr | Standard | Detection | < | 10 |  | mg/kg
Total Metals Leather_ICP-MS_10mgkg | 1 | F | Ta | Standard | Detection | < | 10 |  | mg/kg
Total Metals Leather_ICP-MS_10mgkg | 1 | E | Ta | Standard | Detection | < | 10 |  | mg/kg
Total Metals Leather_ICP-MS_10mgkg | 1 | F | B | Standard | Detection | < | 10 |  | mg/kg
Total Metals Leather_ICP-MS_10mgkg | 1 | E | B | Standard | Detection | < | 10 |  | mg/kg
Total Metals Leather_ICP-MS_10mgkg | 1 | F | Pt | Standard | Detection | < | 10 |  | mg/kg
Total Metals Leather_ICP-MS_10mgkg | 1 | E | Pt | Standard | Detection | < | 10 |  | mg/kg
Total Metals Leather_ICP-MS_10mgkg | 1 | F | Hf | Standard | Detection | < | 10 |  | mg/kg
Total Metals Leather_ICP-MS_10mgkg | 1 | E | Hf | Standard | Detection | < | 10 |  | mg/kg
SCCP + MCCP_GC-CI-MS_100mgkg | 1 | F | SCCP | Standard | Detection | < | 100 |  | mg/kg
SCCP + MCCP_GC-CI-MS_100mgkg | 1 | F | MCCP | Standard | Detection | < | 100 |  | mg/kg
RoHS-CrVI-poly_UVVIS_100 mgkg | 1 | F | Cr VI | Standard | Detection | < | 100 |  | mg/kg
Sum of PAHs_GC-MS_0.2mgkg | 1 | F | Benzo(a)pyrene | Standard | Detection | < | 0.2 |  | mg/kg
Sum of PAHs_GC-MS_0.2mgkg | 1 | F | Benzo(e)pyrene | Standard | Detection | < | 0.2 |  | mg/kg
Sum of PAHs_GC-MS_0.2mgkg | 1 | F | Benzo(a)anthracene | Standard | Detection | < | 0.2 |  | mg/kg
Sum of PAHs_GC-MS_0.2mgkg | 1 | F | Dibenzo(a,h)anthracene | Standard | Detection | < | 0.2 |  | mg/kg
Sum of PAHs_GC-MS_0.2mgkg | 1 | F | Benzo(b)fluoranthene | Standard | Detection | < | 0.2 |  | mg/kg
Sum of PAHs_GC-MS_0.2mgkg | 1 | F | Benzo(j)fluoranthene | Standard | Detection | < | 0.2 |  | mg/kg
Sum of PAHs_GC-MS_0.2mgkg | 1 | F | Benzo(k)fluoranthene | Standard | Detection | < | 0.2 |  | mg/kg
Sum of PAHs_GC-MS_0.2mgkg | 1 | F | Chrysene | Standard | Detection | < | 0.2 |  | mg/kg
Sum of PAHs_GC-MS_0.2mgkg | 1 | F | Acenaphthene | Standard | Detection | < | 0.2 |  | mg/kg
Sum of PAHs_GC-MS_0.2mgkg | 1 | F | Acenaphthylene | Standard | Detection | < | 0.2 |  | mg/kg
Sum of PAHs_GC-MS_0.2mgkg | 1 | F | Anthracene | Standard | Detection | < | 0.2 |  | mg/kg
Sum of PAHs_GC-MS_0.2mgkg | 1 | F | Benzo(ghi)perylene | Standard | Detection | < | 0.2 |  | mg/kg
Sum of PAHs_GC-MS_0.2mgkg | 1 | F | Fluoranthene | Standard | Detection | < | 0.2 |  | mg/kg
Sum of PAHs_GC-MS_0.2mgkg | 1 | F | Fluroene | Standard | Detection | < | 0.2 |  | mg/kg
Sum of PAHs_GC-MS_0.2mgkg | 1 | F | Indeno(1,2,3-cd)pyrene | Standard | Detection | < | 0.2 |  | mg/kg
Sum of PAHs_GC-MS_0.2mgkg | 1 | F | Naphthalene | Standard | Detection | < | 0.2 |  | mg/kg
Sum of PAHs_GC-MS_0.2mgkg | 1 | F | Phenanthrene | Standard | Detection | < | 0.2 |  | mg/kg
Sum of PAHs_GC-MS_0.2mgkg | 1 | F | Pyrene | Standard | Detection | < | 0.2 |  | mg/kg
Sum of PAHs_GC-MS_0.2mgkg | 1 | F | Dibenzo(a,e)pyrene | Standard | Detection | < | 0.2 |  | mg/kg
Sum of PAHs_GC-MS_0.2mgkg | 1 | F | Dibenzo(a,h)pyrene | Standard | Detection | < | 0.2 |  | mg/kg
Sum of PAHs_GC-MS_0.2mgkg | 1 | F | Dibenzo(a,i)pyrene | Standard | Detection | < | 0.2 |  | mg/kg
Sum of PAHs_GC-MS_0.2mgkg | 1 | F | Dibenzo(a,l)pyrene | Standard | Detection | < | 0.2 |  | mg/kg
Sum of PAHs_GC-MS_0.2mgkg | 1 | F | 1-Methylpyrene | Standard | Detection | < | 0.2 |  | mg/kg
Sum of PAHs_GC-MS_0.2mgkg | 1 | F | Cyclopenta(cd)pyrene | Standard | Detection | < | 0.2 |  | mg/kg
Sum of PAHs_GC-MS_0.2mgkg | 1 | F | Anthanthrene | Standard | Detection | < | 0.2 |  | mg/kg
Sum of PAHs_GC-MS_0.2mgkg | 1 | F | Benzo(c)fluorene | Standard | Detection | < | 0.2 |  | mg/kg
Sum of PAHs_GC-MS_0.2mgkg | 1 | F | Benzo(b)naphtho(2,1-d)thiophene | Standard | Detection | < | 0.2 |  | mg/kg
Sum of PAHs_GC-MS_0.2mgkg | 1 | F | 5-Methylchrysene | Standard | Detection | < | 0.2 |  | mg/kg
Sum of PAHs_GC-MS_0.2mgkg | 1 | F | Benzo(b+j)fluoranthene (Sum) | Standard | Detection | < | 0.2 |  | mg/kg
OTC > 6_GC-MS_0.025mgkg | 1 | F | MBT | Standard | Detection | < | 0.025 |  | mg/kg
OTC > 6_GC-MS_0.025mgkg | 1 | F | DBT | Standard | Detection | < | 0.025 |  | mg/kg
OTC > 6_GC-MS_0.025mgkg | 1 | F | TBT | Standard | Detection | < | 0.025 |  | mg/kg
OTC > 6_GC-MS_0.025mgkg | 1 | F | TeBT | Standard | Detection | < | 0.025 |  | mg/kg
OTC > 6_GC-MS_0.025mgkg | 1 | F | TBTO | Standard | Detection | < | 0.025 |  | mg/kg
OTC > 6_GC-MS_0.025mgkg | 1 | F | MOT | Standard | Detection | < | 0.025 |  | mg/kg
OTC > 6_GC-MS_0.025mgkg | 1 | F | DOT | Standard | Detection | < | 0.025 |  | mg/kg
OTC > 6_GC-MS_0.025mgkg | 1 | F | TOT | Standard | Detection | < | 0.025 |  | mg/kg
OTC > 6_GC-MS_0.025mgkg | 1 | F | TCyT | Standard | Detection | < | 0.025 |  | mg/kg
OTC > 6_GC-MS_0.025mgkg | 1 | F | MHT | Standard | Detection | < | 0.025 |  | mg/kg
OTC > 6_GC-MS_0.025mgkg | 1 | F | DHT | Standard | Detection | < | 0.025 |  | mg/kg
OTC > 6_GC-MS_0.025mgkg | 1 | F | DMT | Standard | Detection | < | 0.025 |  | mg/kg
OTC > 6_GC-MS_0.025mgkg | 1 | F | TMT | Standard | Detection | < | 0.025 |  | mg/kg
OTC > 6_GC-MS_0.025mgkg | 1 | F | TPhT | Standard | Detection | < | 0.025 |  | mg/kg
OTC > 6_GC-MS_0.025mgkg | 1 | F | TPrT | Standard | Detection | < | 0.025 |  | mg/kg
OTC > 6_GC-MS_0.025mgkg | 1 | F | DPhT | Standard | Detection | < | 0.025 |  | mg/kg
OTC > 6_GC-MS_0.025mgkg | 1 | F | DOTO | Standard | Detection | < | 0.025 |  | mg/kg
OTC > 6_GC-MS_0.025mgkg | 1 | F | DPrT | Standard | Detection | < | 0.025 |  | mg/kg
OTC > 6_GC-MS_0.025mgkg | 1 | F | MMT | Standard | Detection | < | 0.025 |  | mg/kg
OTC > 6_GC-MS_0.025mgkg | 1 | F | MPhT | Standard | Detection | < | 0.025 |  | mg/kg
Chlorinated Phenols_GC-MS_0.05mgkg | 1 | F | 2,4,5-Trichlorophenol | Standard | Detection | < | 0.05 |  | mg/kg
Chlorinated Phenols_GC-MS_0.05mgkg | 1 | F | 2,4,6-Trichlorophenol | Standard | Detection | < | 0.05 |  | mg/kg
Chlorinated Phenols_GC-MS_0.05mgkg | 1 | F | 2,3,4-Trichlorophenol | Standard | Detection | < | 0.05 |  | mg/kg
Chlorinated Phenols_GC-MS_0.05mgkg | 1 | F | 2,3,5-Trichlorophenol | Standard | Detection | < | 0.05 |  | mg/kg
Chlorinated Phenols_GC-MS_0.05mgkg | 1 | F | 2,3,6-Trichlorophenol | Standard | Detection | < | 0.05 |  | mg/kg
Chlorinated Phenols_GC-MS_0.05mgkg | 1 | F | 3,4,5-Trichlorophenol | Standard | Detection | < | 0.05 |  | mg/kg
Chlorinated Phenols_GC-MS_0.05mgkg | 1 | F | 2,3,5,6-Tetrachlorophenol | Standard | Detection | < | 0.05 |  | mg/kg
Chlorinated Phenols_GC-MS_0.05mgkg | 1 | F | 2,3,4,6-Tetrachlorophenol | Standard | Detection | < | 0.05 |  | mg/kg
Chlorinated Phenols_GC-MS_0.05mgkg | 1 | F | 2,3,4,5-Tetrachlorophenol | Standard | Detection | < | 0.05 |  | mg/kg
Chlorinated Phenols_GC-MS_0.05mgkg | 1 | F | Pentachlorophenol | Standard | Detection | < | 0.05 |  | mg/kg
Chlorinated Phenols_GC-MS_0.05mgkg | 1 | F | o-Phenylphenol | Standard | Detection | < | 0.05 |  | mg/kg
Chlorinated Phenols_GC-MS_0.05mgkg | 1 | F | 2-Chlorophenol | Standard | Detection | < | 0.05 |  | mg/kg
Chlorinated Phenols_GC-MS_0.05mgkg | 1 | F | 3-Chlorophenol | Standard | Detection | < | 0.05 |  | mg/kg
Chlorinated Phenols_GC-MS_0.05mgkg | 1 | F | 4-Chlorophenol | Standard | Detection | < | 0.05 |  | mg/kg
Chlorinated Phenols_GC-MS_0.05mgkg | 1 | F | 2,3-Dichlorophenol | Standard | Detection | < | 0.05 |  | mg/kg
Chlorinated Phenols_GC-MS_0.05mgkg | 1 | F | 2,4-Dichlorophenol | Standard | Detection | < | 0.05 |  | mg/kg
Chlorinated Phenols_GC-MS_0.05mgkg | 1 | F | 2,5-Dichlorophenol | Standard | Detection | < | 0.05 |  | mg/kg
Chlorinated Phenols_GC-MS_0.05mgkg | 1 | F | 2,6-Dichlorophenol | Standard | Detection | < | 0.05 |  | mg/kg
Chlorinated Phenols_GC-MS_0.05mgkg | 1 | F | 3,4-Dichlorophenol | Standard | Detection | < | 0.05 |  | mg/kg
Chlorinated Phenols_GC-MS_0.05mgkg | 1 | F | 2,4- and 2,5-Dichlorophenol (Sum) | Standard | Detection | < | 0.05 |  | mg/kg
Chlorinated Phenols_GC-MS_0.05mgkg | 1 | F | 3,5-Dichlorophenol | Standard | Detection | < | 0.05 |  | mg/kg
Flame Retardants_LC-MS_2mgkg | 1 | F | TRIS | Standard | Detection | < | 2 |  | mg/kg
Flame Retardants_LC-MS_2mgkg | 1 | F | TEPA | Standard | Detection | < | 2 |  | mg/kg
Flame Retardants_LC-MS_2mgkg | 1 | F | TCPP | Standard | Detection | < | 2 |  | mg/kg
Flame Retardants_LC-MS_2mgkg | 1 | F | HBCDD | Standard | Detection | < | 2 |  | mg/kg
Flame Retardants_LC-MS_2mgkg | 1 | F | TDCPP | Standard | Detection | < | 2 |  | mg/kg
Flame Retardants_LC-MS_2mgkg | 1 | F | TCEP | Standard | Detection | < | 2 |  | mg/kg
Flame Retardants_LC-MS_2mgkg | 1 | F | TXP | Standard | Detection | < | 2 |  | mg/kg
Flame Retardants_LC-MS_2mgkg | 1 | F | BBMP | Standard | Detection | < | 2 |  | mg/kg
Flame Retardants_LC-MS_2mgkg | 1 | F | TBBPA | Standard | Detection | < | 2 |  | mg/kg
Flame Retardants_LC-MS_2mgkg | 1 | F | BDBPP | Standard | Detection | < | 2 |  | mg/kg
Flame Retardants_LC-MS_2mgkg | 1 | F | BPDPP | Standard | Detection | < | 2 |  | mg/kg
Flame Retardants_LC-MS_2mgkg | 1 | F | DBPPP | Standard | Detection | < | 2 |  | mg/kg
Flame Retardants_LC-MS_2mgkg | 1 | F | TBPP | Standard | Detection | < | 2 |  | mg/kg
Flame Retardants_LC-MS_2mgkg | 1 | F | TPT | Standard | Detection | < | 2 |  | mg/kg
Flame Retardants_LC-MS_2mgkg | 1 | F | V6 | Standard | Detection | < | 2 |  | mg/kg
Total Vinyl Chloride_GC-MS_0.5mgkg | 1 | F | Vinyl chloride | Standard | Detection | < | 0.5 |  | mg/kg
HCHO Content-Textile_UVVIS_16mgkg | 1 | F | Formaldehyde | Standard | Detection | < | 16 |  | mg/kg
Extract Metals-Txt_ICP-MS_0.1mgkg | 1 | F | Hg | Standard | Detection | < | 0.02 |  | mg/kg
Extract Metals-Txt_ICP-MS_0.1mgkg | 1 | F | Cr VI | Standard | Detection | < | 0.02 |  | mg/kg
Extract Metals-Lth_ICP-MS_0.1mgkg | 1 | F | Hg | Standard | Detection | < | 0.02 |  | mg/kg
Extract Metals-Lth_ICP-MS_0.1mgkg | 1 | F | Cr VI | Standard | Detection | < | 0.02 |  | mg/kg
19 elements-toys_ICP-MS | 1 | F | Hg | Standard | Detection | < | 0.025 |  | mg/kg
19 elements-toys_ICP-MS | 1 | F | Cr VI | Standard | Detection | < | 0.02 |  | mg/kg
Chromium VI -Ageing_UVVIS_3mgkg | 1 | F | Cr VI | Standard | Detection | < | 3 |  | mg/kg
CrVI -Ageing_IC-PCR-UVVIS_3mgkg | 1 | F | Cr VI | Standard | Detection | < | 3 |  | mg/kg
CrVI without ageing_UVVIS_3mgkg | 1 | F | Cr VI | Standard | Detection | < | 3 |  | mg/kg
CrVI without ageing_IC-PCR-UVVIS_3mgkg | 1 | F | Cr VI | Standard | Detection | < | 3 |  | mg/kg
CrVI-UV ageing-B02_UVVIS_3mgkg | 1 | F | Cr VI | Standard | Detection | < | 3 |  | mg/kg
CrVI-UV ageing-ICPCR_IC-PCR-UVVIS_3mgkg | 1 | F | Cr VI | Standard | Detection | < | 3 |  | mg/kg
Sum of PAHs_GC-MS_0.2mgkg | 1 | E | Benzo(a)pyrene | Standard | Detection | < | 0.2 |  | mg/kg
Sum of PAHs_GC-MS_0.2mgkg | 1 | E | Benzo(e)pyrene | Standard | Detection | < | 0.2 |  | mg/kg
Sum of PAHs_GC-MS_0.2mgkg | 1 | E | Benzo(a)anthracene | Standard | Detection | < | 0.2 |  | mg/kg
Sum of PAHs_GC-MS_0.2mgkg | 1 | E | Dibenzo(a,h)anthracene | Standard | Detection | < | 0.2 |  | mg/kg
Sum of PAHs_GC-MS_0.2mgkg | 1 | E | Benzo(b)fluoranthene | Standard | Detection | < | 0.2 |  | mg/kg
Sum of PAHs_GC-MS_0.2mgkg | 1 | E | Benzo(j)fluoranthene | Standard | Detection | < | 0.2 |  | mg/kg
Sum of PAHs_GC-MS_0.2mgkg | 1 | E | Benzo(k)fluoranthene | Standard | Detection | < | 0.2 |  | mg/kg
Sum of PAHs_GC-MS_0.2mgkg | 1 | E | Chrysene | Standard | Detection | < | 0.2 |  | mg/kg
Sum of PAHs_GC-MS_0.2mgkg | 1 | E | Acenaphthene | Standard | Detection | < | 0.2 |  | mg/kg
Sum of PAHs_GC-MS_0.2mgkg | 1 | E | Acenaphthylene | Standard | Detection | < | 0.2 |  | mg/kg
Sum of PAHs_GC-MS_0.2mgkg | 1 | E | Anthracene | Standard | Detection | < | 0.2 |  | mg/kg
Sum of PAHs_GC-MS_0.2mgkg | 1 | E | Benzo(ghi)perylene | Standard | Detection | < | 0.2 |  | mg/kg
Sum of PAHs_GC-MS_0.2mgkg | 1 | E | Fluoranthene | Standard | Detection | < | 0.2 |  | mg/kg
Sum of PAHs_GC-MS_0.2mgkg | 1 | E | Fluroene | Standard | Detection | < | 0.2 |  | mg/kg
Sum of PAHs_GC-MS_0.2mgkg | 1 | E | Indeno(1,2,3-cd)pyrene | Standard | Detection | < | 0.2 |  | mg/kg
Sum of PAHs_GC-MS_0.2mgkg | 1 | E | Naphthalene | Standard | Detection | < | 0.2 |  | mg/kg
Sum of PAHs_GC-MS_0.2mgkg | 1 | E | Phenanthrene | Standard | Detection | < | 0.2 |  | mg/kg
Sum of PAHs_GC-MS_0.2mgkg | 1 | E | Pyrene | Standard | Detection | < | 0.2 |  | mg/kg
Sum of PAHs_GC-MS_0.2mgkg | 1 | E | Dibenzo(a,e)pyrene | Standard | Detection | < | 0.2 |  | mg/kg
Sum of PAHs_GC-MS_0.2mgkg | 1 | E | Dibenzo(a,h)pyrene | Standard | Detection | < | 0.2 |  | mg/kg
Sum of PAHs_GC-MS_0.2mgkg | 1 | E | Dibenzo(a,i)pyrene | Standard | Detection | < | 0.2 |  | mg/kg
Sum of PAHs_GC-MS_0.2mgkg | 1 | E | Dibenzo(a,l)pyrene | Standard | Detection | < | 0.2 |  | mg/kg
Sum of PAHs_GC-MS_0.2mgkg | 1 | E | 1-Methylpyrene | Standard | Detection | < | 0.2 |  | mg/kg
Sum of PAHs_GC-MS_0.2mgkg | 1 | E | Cyclopenta(cd)pyrene | Standard | Detection | < | 0.2 |  | mg/kg
Sum of PAHs_GC-MS_0.2mgkg | 1 | E | Anthanthrene | Standard | Detection | < | 0.2 |  | mg/kg
Sum of PAHs_GC-MS_0.2mgkg | 1 | E | Benzo(c)fluorene | Standard | Detection | < | 0.2 |  | mg/kg
Sum of PAHs_GC-MS_0.2mgkg | 1 | E | Benzo(b)naphtho(2,1-d)thiophene | Standard | Detection | < | 0.2 |  | mg/kg
Sum of PAHs_GC-MS_0.2mgkg | 1 | E | 5-Methylchrysene | Standard | Detection | < | 0.2 |  | mg/kg
Sum of PAHs_GC-MS_0.2mgkg | 1 | E | Sum of quantified GS PAH | Standard | Detection | < | 0.2 |  | mg/kg
Sum of PAHs_GC-MS_0.2mgkg | 1 | E | Sum of quantified PAH | Standard | Detection | < | 0.2 |  | mg/kg
OTC > 6_GC-MS_0.025mgkg | 1 | E | MBT | Standard | Detection | < | 0.025 |  | mg/kg
OTC > 6_GC-MS_0.025mgkg | 1 | E | DBT | Standard | Detection | < | 0.025 |  | mg/kg
OTC > 6_GC-MS_0.025mgkg | 1 | E | TBT | Standard | Detection | < | 0.025 |  | mg/kg
OTC > 6_GC-MS_0.025mgkg | 1 | E | TeBT | Standard | Detection | < | 0.025 |  | mg/kg
OTC > 6_GC-MS_0.025mgkg | 1 | E | TBTO | Standard | Detection | < | 0.025 |  | mg/kg
OTC > 6_GC-MS_0.025mgkg | 1 | E | MOT | Standard | Detection | < | 0.025 |  | mg/kg
OTC > 6_GC-MS_0.025mgkg | 1 | E | DOT | Standard | Detection | < | 0.025 |  | mg/kg
OTC > 6_GC-MS_0.025mgkg | 1 | E | TOT | Standard | Detection | < | 0.025 |  | mg/kg
OTC > 6_GC-MS_0.025mgkg | 1 | E | TCyT | Standard | Detection | < | 0.025 |  | mg/kg
OTC > 6_GC-MS_0.025mgkg | 1 | E | MHT | Standard | Detection | < | 0.025 |  | mg/kg
OTC > 6_GC-MS_0.025mgkg | 1 | E | DHT | Standard | Detection | < | 0.025 |  | mg/kg
OTC > 6_GC-MS_0.025mgkg | 1 | E | DMT | Standard | Detection | < | 0.025 |  | mg/kg
OTC > 6_GC-MS_0.025mgkg | 1 | E | TMT | Standard | Detection | < | 0.025 |  | mg/kg
OTC > 6_GC-MS_0.025mgkg | 1 | E | TPhT | Standard | Detection | < | 0.025 |  | mg/kg
OTC > 6_GC-MS_0.025mgkg | 1 | E | TPrT | Standard | Detection | < | 0.025 |  | mg/kg
OTC > 6_GC-MS_0.025mgkg | 1 | E | DPhT | Standard | Detection | < | 0.025 |  | mg/kg
OTC > 6_GC-MS_0.025mgkg | 1 | E | DOTO | Standard | Detection | < | 0.025 |  | mg/kg
OTC > 6_GC-MS_0.025mgkg | 1 | E | DPrT | Standard | Detection | < | 0.025 |  | mg/kg
OTC > 6_GC-MS_0.025mgkg | 1 | E | MMT | Standard | Detection | < | 0.025 |  | mg/kg
OTC > 6_GC-MS_0.025mgkg | 1 | E | MPhT | Standard | Detection | < | 0.025 |  | mg/kg
Chlorinated Phenols_GC-MS_0.05mgkg | 1 | E | 2,4,5-Trichlorophenol | Standard | Detection | < | 0.05 |  | mg/kg
Chlorinated Phenols_GC-MS_0.05mgkg | 1 | E | 2,4,6-Trichlorophenol | Standard | Detection | < | 0.05 |  | mg/kg
Chlorinated Phenols_GC-MS_0.05mgkg | 1 | E | 2,3,4-Trichlorophenol | Standard | Detection | < | 0.05 |  | mg/kg
Chlorinated Phenols_GC-MS_0.05mgkg | 1 | E | 2,3,5-Trichlorophenol | Standard | Detection | < | 0.05 |  | mg/kg
Chlorinated Phenols_GC-MS_0.05mgkg | 1 | E | 2,3,6-Trichlorophenol | Standard | Detection | < | 0.05 |  | mg/kg
Chlorinated Phenols_GC-MS_0.05mgkg | 1 | E | 3,4,5-Trichlorophenol | Standard | Detection | < | 0.05 |  | mg/kg
Chlorinated Phenols_GC-MS_0.05mgkg | 1 | E | 2,3,5,6-Tetrachlorophenol | Standard | Detection | < | 0.05 |  | mg/kg
Chlorinated Phenols_GC-MS_0.05mgkg | 1 | E | 2,3,4,6-Tetrachlorophenol | Standard | Detection | < | 0.05 |  | mg/kg
Chlorinated Phenols_GC-MS_0.05mgkg | 1 | E | 2,3,4,5-Tetrachlorophenol | Standard | Detection | < | 0.05 |  | mg/kg
Chlorinated Phenols_GC-MS_0.05mgkg | 1 | E | Pentachlorophenol | Standard | Detection | < | 0.05 |  | mg/kg
Chlorinated Phenols_GC-MS_0.05mgkg | 1 | E | o-Phenylphenol | Standard | Detection | < | 0.05 |  | mg/kg
Chlorinated Phenols_GC-MS_0.05mgkg | 1 | E | 2-Chlorophenol | Standard | Detection | < | 0.05 |  | mg/kg
Chlorinated Phenols_GC-MS_0.05mgkg | 1 | E | 3-Chlorophenol | Standard | Detection | < | 0.05 |  | mg/kg
Chlorinated Phenols_GC-MS_0.05mgkg | 1 | E | 4-Chlorophenol | Standard | Detection | < | 0.05 |  | mg/kg
Chlorinated Phenols_GC-MS_0.05mgkg | 1 | E | 2,3-Dichlorophenol | Standard | Detection | < | 0.05 |  | mg/kg
Chlorinated Phenols_GC-MS_0.05mgkg | 1 | E | 2,4-Dichlorophenol | Standard | Detection | < | 0.05 |  | mg/kg
Chlorinated Phenols_GC-MS_0.05mgkg | 1 | E | 2,5-Dichlorophenol | Standard | Detection | < | 0.05 |  | mg/kg
Chlorinated Phenols_GC-MS_0.05mgkg | 1 | E | 2,6-Dichlorophenol | Standard | Detection | < | 0.05 |  | mg/kg
Chlorinated Phenols_GC-MS_0.05mgkg | 1 | E | 3,4-Dichlorophenol | Standard | Detection | < | 0.05 |  | mg/kg
Chlorinated Phenols_GC-MS_0.05mgkg | 1 | E | 2,4- and 2,5-Dichlorophenol (Sum) | Standard | Detection | < | 0.05 |  | mg/kg
Chlorinated Phenols_GC-MS_0.05mgkg | 1 | E | 3,5-Dichlorophenol | Standard | Detection | < | 0.05 |  | mg/kg
Flame Retardants_LC-MS_2mgkg | 1 | E | TRIS | Standard | Detection | < | 2 |  | mg/kg
Flame Retardants_LC-MS_2mgkg | 1 | E | TEPA | Standard | Detection | < | 2 |  | mg/kg
Flame Retardants_LC-MS_2mgkg | 1 | E | TCPP | Standard | Detection | < | 2 |  | mg/kg
Flame Retardants_LC-MS_2mgkg | 1 | E | HBCDD | Standard | Detection | < | 2 |  | mg/kg
Flame Retardants_LC-MS_2mgkg | 1 | E | TDCPP | Standard | Detection | < | 2 |  | mg/kg
Flame Retardants_LC-MS_2mgkg | 1 | E | TCEP | Standard | Detection | < | 2 |  | mg/kg
Flame Retardants_LC-MS_2mgkg | 1 | E | TXP | Standard | Detection | < | 2 |  | mg/kg
Flame Retardants_LC-MS_2mgkg | 1 | E | BBMP | Standard | Detection | < | 2 |  | mg/kg
Flame Retardants_LC-MS_2mgkg | 1 | E | TBBPA | Standard | Detection | < | 2 |  | mg/kg
Flame Retardants_LC-MS_2mgkg | 1 | E | BDBPP | Standard | Detection | < | 2 |  | mg/kg
Flame Retardants_LC-MS_2mgkg | 1 | E | BPDPP | Standard | Detection | < | 2 |  | mg/kg
Flame Retardants_LC-MS_2mgkg | 1 | E | DBPPP | Standard | Detection | < | 2 |  | mg/kg
Flame Retardants_LC-MS_2mgkg | 1 | E | TBPP | Standard | Detection | < | 2 |  | mg/kg
Flame Retardants_LC-MS_2mgkg | 1 | E | TPT | Standard | Detection | < | 2 |  | mg/kg
Flame Retardants_LC-MS_2mgkg | 1 | E | V6 | Standard | Detection | < | 2 |  | mg/kg
Total Vinyl Chloride_GC-MS_0.5mgkg | 1 | E | Vinyl chloride | Standard | Detection | < | 0.5 |  | mg/kg
HCHO Content-Textile_UVVIS_16mgkg | 1 | E | Formaldehyde | Standard | Detection | < | 16 |  | mg/kg
Extract Metals-Txt_ICP-MS_0.1mgkg | 1 | E | Hg | Standard | Detection | < | 0.02 |  | mg/kg
Extract Metals-Txt_ICP-MS_0.1mgkg | 1 | E | Cr VI | Standard | Detection | < | 0.02 |  | mg/kg
Extract Metals-Lth_ICP-MS_0.1mgkg | 1 | E | Hg | Standard | Detection | < | 0.02 |  | mg/kg
Extract Metals-Lth_ICP-MS_0.1mgkg | 1 | E | Cr VI | Standard | Detection | < | 0.02 |  | mg/kg
19 elements-toys_ICP-MS | 1 | E | Hg | Standard | Detection | < | 0.025 |  | mg/kg
19 elements-toys_ICP-MS | 1 | E | Cr VI | Standard | Detection | < | 0.02 |  | mg/kg
Chromium VI -Ageing_UVVIS_3mgkg | 1 | E | Cr VI | Standard | Detection | < | 3 |  | mg/kg
CrVI -Ageing_IC-PCR-UVVIS_3mgkg | 1 | E | Cr VI | Standard | Detection | < | 3 |  | mg/kg
CrVI without ageing_UVVIS_3mgkg | 1 | E | Cr VI | Standard | Detection | < | 3 |  | mg/kg
CrVI without ageing_IC-PCR-UVVIS_3mgkg | 1 | E | Cr VI | Standard | Detection | < | 3 |  | mg/kg
CrVI-UV ageing-B02_UVVIS_3mgkg | 1 | E | Cr VI | Standard | Detection | < | 3 |  | mg/kg
CrVI-UV ageing-ICPCR_IC-PCR-UVVIS_3mgkg | 1 | E | Cr VI | Standard | Detection | < | 3 |  | mg/kg
SCCP + MCCP_GC-CI-MS_100mgkg | 1 | E | SCCP | Standard | Detection | < | 100 |  | mg/kg
SCCP + MCCP_GC-CI-MS_100mgkg | 1 | E | MCCP | Standard | Detection | < | 100 |  | mg/kg
RoHS-CrVI-poly_UVVIS_100 mgkg | 1 | E | Cr VI | Standard | Detection | < | 100 |  | mg/kg
Phthalates>7_GC-MS_100mgkg | 1 | F | DnBP | Standard | Detection | < | 100 |  | mg/kg
Phthalates>7_GC-MS_100mgkg | 1 | F | DiBP | Standard | Detection | < | 100 |  | mg/kg
Phthalates>7_GC-MS_100mgkg | 1 | F | DEHP | Standard | Detection | < | 100 |  | mg/kg
Phthalates>7_GC-MS_100mgkg | 1 | F | BBP | Standard | Detection | < | 100 |  | mg/kg
Phthalates>7_GC-MS_100mgkg | 1 | F | DiNP | Standard | Detection | < | 100 |  | mg/kg
Phthalates>7_GC-MS_100mgkg | 1 | F | DnOP | Standard | Detection | < | 100 |  | mg/kg
Phthalates>7_GC-MS_100mgkg | 1 | F | DiDP | Standard | Detection | < | 100 |  | mg/kg
Phthalates>7_GC-MS_100mgkg | 1 | F | DnHexP | Standard | Detection | < | 100 |  | mg/kg
Phthalates>7_GC-MS_100mgkg | 1 | F | DMEP | Standard | Detection | < | 100 |  | mg/kg
Phthalates>7_GC-MS_100mgkg | 1 | F | DHNUP | Standard | Detection | < | 100 |  | mg/kg
Phthalates>7_GC-MS_100mgkg | 1 | F | DiHepP | Standard | Detection | < | 100 |  | mg/kg
Phthalates>7_GC-MS_100mgkg | 1 | F | DnPP | Standard | Detection | < | 100 |  | mg/kg
Phthalates>7_GC-MS_100mgkg | 1 | F | DiPP | Standard | Detection | < | 100 |  | mg/kg
Phthalates>7_GC-MS_100mgkg | 1 | F | nPiPP | Standard | Detection | < | 100 |  | mg/kg
Phthalates>7_GC-MS_100mgkg | 1 | F | DPP | Standard | Detection | < | 100 |  | mg/kg
Phthalates>7_GC-MS_100mgkg | 1 | F | DEP | Standard | Detection | < | 100 |  | mg/kg
Phthalates>7_GC-MS_100mgkg | 1 | F | DnDP | Standard | Detection | < | 100 |  | mg/kg
Phthalates>7_GC-MS_100mgkg | 1 | F | DCHP | Standard | Detection | < | 100 |  | mg/kg
Phthalates>7_GC-MS_100mgkg | 1 | F | DiHexP | Standard | Detection | < | 100 |  | mg/kg
Phthalates>7_GC-MS_100mgkg | 1 | F | DMP | Standard | Detection | < | 100 |  | mg/kg
Phthalates>7_GC-MS_100mgkg | 1 | F | DnHepP | Standard | Detection | < | 100 |  | mg/kg
Phthalates>7_GC-MS_100mgkg | 1 | F | DnHexDP | Standard | Detection | < | 100 |  | mg/kg
Phthalates>7_GC-MS_100mgkg | 1 | F | DnHexODP | Standard | Detection | < | 100 |  | mg/kg
Phthalates>7_GC-MS_100mgkg | 1 | F | DEHA | Standard | Detection | < | 100 |  | mg/kg
Phthalates>7_GC-MS_100mgkg | 1 | F | DEHT | Standard | Detection | < | 100 |  | mg/kg
Phthalates>7_GC-MS_100mgkg | 1 | F | DBzP | Standard | Detection | < | 100 |  | mg/kg
Phthalates>7_GC-MS_100mgkg | 1 | F | DiOP | Standard | Detection | < | 100 |  | mg/kg
Phthalates>7_GC-MS_100mgkg | 1 | F | DnNP | Standard | Detection | < | 100 |  | mg/kg
Phthalates>7_GC-MS_100mgkg | 1 | F | DnPrP | Standard | Detection | < | 100 |  | mg/kg
Phthalates>7_GC-MS_100mgkg | 1 | F | DPheP | Standard | Detection | < | 100 |  | mg/kg
Phthalates>7_GC-MS_100mgkg | 1 | F | DINCH | Standard | Detection | < | 100 |  | mg/kg
Phthalates>7_GC-MS_100mgkg | 1 | F | DPHP | Standard | Detection | < | 100 |  | mg/kg
Phthalates>7_GC-MS_100mgkg | 1 | F | DBEP | Standard | Detection | < | 100 |  | mg/kg
Phthalates>7_GC-MS_100mgkg | 1 | F | DMPP | Standard | Detection | < | 100 |  | mg/kg
Phthalates>7_GC-MS_100mgkg | 1 | F | DEEP | Standard | Detection | < | 100 |  | mg/kg
Phthalates>7_GC-MS_100mgkg | 1 | F | DiUP | Standard | Detection | < | 100 |  | mg/kg
Phthalates>7_GC-MS_100mgkg | 1 | F | DnUP | Standard | Detection | < | 100 |  | mg/kg
Phthalates>7_GC-MS_100mgkg | 1 | F | DAP | Standard | Detection | < | 100 |  | mg/kg
Phthalates>7_GC-MS_100mgkg | 1 | F | nOnDP | Standard | Detection | < | 100 |  | mg/kg
Phthalates>7_GC-MS_100mgkg | 1 | F | MBP | Standard | Detection | < | 100 |  | mg/kg
Phthalates>7_GC-MS_100mgkg | 1 | E | DnBP | Standard | Detection | < | 100 |  | mg/kg
Phthalates>7_GC-MS_100mgkg | 1 | E | DiBP | Standard | Detection | < | 100 |  | mg/kg
Phthalates>7_GC-MS_100mgkg | 1 | E | DEHP | Standard | Detection | < | 100 |  | mg/kg
Phthalates>7_GC-MS_100mgkg | 1 | E | BBP | Standard | Detection | < | 100 |  | mg/kg
Phthalates>7_GC-MS_100mgkg | 1 | E | DiNP | Standard | Detection | < | 100 |  | mg/kg
Phthalates>7_GC-MS_100mgkg | 1 | E | DnOP | Standard | Detection | < | 100 |  | mg/kg
Phthalates>7_GC-MS_100mgkg | 1 | E | DiDP | Standard | Detection | < | 100 |  | mg/kg
Phthalates>7_GC-MS_100mgkg | 1 | E | DnHexP | Standard | Detection | < | 100 |  | mg/kg
Phthalates>7_GC-MS_100mgkg | 1 | E | DMEP | Standard | Detection | < | 100 |  | mg/kg
Phthalates>7_GC-MS_100mgkg | 1 | E | DHNUP | Standard | Detection | < | 100 |  | mg/kg
Phthalates>7_GC-MS_100mgkg | 1 | E | DiHepP | Standard | Detection | < | 100 |  | mg/kg
Phthalates>7_GC-MS_100mgkg | 1 | E | DnPP | Standard | Detection | < | 100 |  | mg/kg
Phthalates>7_GC-MS_100mgkg | 1 | E | DiPP | Standard | Detection | < | 100 |  | mg/kg
Phthalates>7_GC-MS_100mgkg | 1 | E | nPiPP | Standard | Detection | < | 100 |  | mg/kg
Phthalates>7_GC-MS_100mgkg | 1 | E | DPP | Standard | Detection | < | 100 |  | mg/kg
Phthalates>7_GC-MS_100mgkg | 1 | E | DEP | Standard | Detection | < | 100 |  | mg/kg
Phthalates>7_GC-MS_100mgkg | 1 | E | DnDP | Standard | Detection | < | 100 |  | mg/kg
Phthalates>7_GC-MS_100mgkg | 1 | E | DCHP | Standard | Detection | < | 100 |  | mg/kg
Phthalates>7_GC-MS_100mgkg | 1 | E | DiHexP | Standard | Detection | < | 100 |  | mg/kg
Phthalates>7_GC-MS_100mgkg | 1 | E | DMP | Standard | Detection | < | 100 |  | mg/kg
Phthalates>7_GC-MS_100mgkg | 1 | E | DnHepP | Standard | Detection | < | 100 |  | mg/kg
Phthalates>7_GC-MS_100mgkg | 1 | E | DnHexDP | Standard | Detection | < | 100 |  | mg/kg
Phthalates>7_GC-MS_100mgkg | 1 | E | DnHexODP | Standard | Detection | < | 100 |  | mg/kg
Phthalates>7_GC-MS_100mgkg | 1 | E | DEHA | Standard | Detection | < | 100 |  | mg/kg
Phthalates>7_GC-MS_100mgkg | 1 | E | DEHT | Standard | Detection | < | 100 |  | mg/kg
Phthalates>7_GC-MS_100mgkg | 1 | E | DBzP | Standard | Detection | < | 100 |  | mg/kg
Phthalates>7_GC-MS_100mgkg | 1 | E | DiOP | Standard | Detection | < | 100 |  | mg/kg
Phthalates>7_GC-MS_100mgkg | 1 | E | DnNP | Standard | Detection | < | 100 |  | mg/kg
Phthalates>7_GC-MS_100mgkg | 1 | E | DnPrP | Standard | Detection | < | 100 |  | mg/kg
Phthalates>7_GC-MS_100mgkg | 1 | E | DPheP | Standard | Detection | < | 100 |  | mg/kg
Phthalates>7_GC-MS_100mgkg | 1 | E | DINCH | Standard | Detection | < | 100 |  | mg/kg
Phthalates>7_GC-MS_100mgkg | 1 | E | DPHP | Standard | Detection | < | 100 |  | mg/kg
Phthalates>7_GC-MS_100mgkg | 1 | E | DBEP | Standard | Detection | < | 100 |  | mg/kg
Phthalates>7_GC-MS_100mgkg | 1 | E | DMPP | Standard | Detection | < | 100 |  | mg/kg
Phthalates>7_GC-MS_100mgkg | 1 | E | DEEP | Standard | Detection | < | 100 |  | mg/kg
Phthalates>7_GC-MS_100mgkg | 1 | E | DiUP | Standard | Detection | < | 100 |  | mg/kg
Phthalates>7_GC-MS_100mgkg | 1 | E | DnUP | Standard | Detection | < | 100 |  | mg/kg
Phthalates>7_GC-MS_100mgkg | 1 | E | DAP | Standard | Detection | < | 100 |  | mg/kg
Phthalates>7_GC-MS_100mgkg | 1 | E | nOnDP | Standard | Detection | < | 100 |  | mg/kg
Phthalates>7_GC-MS_100mgkg | 1 | E | MBP | Standard | Detection | < | 100 |  | mg/kg
Phthalates>7_GC-MS_100mgkg | 1 | E | Sum of DEHP, DnBP, BBP, DiBP | Standard | Detection | < | 100 |  | mg/kg
Phthalates>7_GC-MS_100mgkg | 1 | E | Sum of REACh phthalates | Standard | Detection | < | 100 |  | mg/kg
Phthalates>7_GC-MS_100mgkg | 1 | E | Sum of quantified Phthalates | Standard | Detection | < | 100 |  | mg/kg
Allegen+Carcino dyes_LC-MSMS_7.5mgkg | 1 | F | Quinoline | Standard | Detection | < | 7.5 |  | mg/kg
Allegen+Carcino dyes_LC-MSMS_7.5mgkg | 1 | F | Disperse Blue 1 | Standard | Detection | < | 7.5 |  | mg/kg
Allegen+Carcino dyes_LC-MSMS_7.5mgkg | 1 | F | Disperse Blue 3 | Standard | Detection | < | 7.5 |  | mg/kg
Allegen+Carcino dyes_LC-MSMS_7.5mgkg | 1 | F | Disperse Blue 7 | Standard | Detection | < | 7.5 |  | mg/kg
Allegen+Carcino dyes_LC-MSMS_7.5mgkg | 1 | F | Disperse Blue 26 | Standard | Detection | < | 7.5 |  | mg/kg
Allegen+Carcino dyes_LC-MSMS_7.5mgkg | 1 | F | Disperse Blue 35 | Standard | Detection | < | 7.5 |  | mg/kg
Allegen+Carcino dyes_LC-MSMS_7.5mgkg | 1 | F | Disperse Blue 102 | Standard | Detection | < | 7.5 |  | mg/kg
Allegen+Carcino dyes_LC-MSMS_7.5mgkg | 1 | F | Disperse Blue 106 | Standard | Detection | < | 7.5 |  | mg/kg
Allegen+Carcino dyes_LC-MSMS_7.5mgkg | 1 | F | Disperse Blue 124 | Standard | Detection | < | 7.5 |  | mg/kg
Allegen+Carcino dyes_LC-MSMS_7.5mgkg | 1 | F | Disperse Brown 1 | Standard | Detection | < | 7.5 |  | mg/kg
Allegen+Carcino dyes_LC-MSMS_7.5mgkg | 1 | F | Disperse Orange 1 | Standard | Detection | < | 7.5 |  | mg/kg
Allegen+Carcino dyes_LC-MSMS_7.5mgkg | 1 | F | Disperse Orange 3 | Standard | Detection | < | 7.5 |  | mg/kg
Allegen+Carcino dyes_LC-MSMS_7.5mgkg | 1 | F | Disperse Orange 37 | Standard | Detection | < | 7.5 |  | mg/kg
Allegen+Carcino dyes_LC-MSMS_7.5mgkg | 1 | F | Disperse Red 1 | Standard | Detection | < | 7.5 |  | mg/kg
Allegen+Carcino dyes_LC-MSMS_7.5mgkg | 1 | F | Disperse Red 11 | Standard | Detection | < | 7.5 |  | mg/kg
Allegen+Carcino dyes_LC-MSMS_7.5mgkg | 1 | F | Disperse Red 17 | Standard | Detection | < | 7.5 |  | mg/kg
Allegen+Carcino dyes_LC-MSMS_7.5mgkg | 1 | F | Disperse Yellow 1 | Standard | Detection | < | 7.5 |  | mg/kg
Allegen+Carcino dyes_LC-MSMS_7.5mgkg | 1 | F | Disperse Yellow 3 | Standard | Detection | < | 7.5 |  | mg/kg
Allegen+Carcino dyes_LC-MSMS_7.5mgkg | 1 | F | Disperse Yellow 9 | Standard | Detection | < | 7.5 |  | mg/kg
Allegen+Carcino dyes_LC-MSMS_7.5mgkg | 1 | F | Disperse Yellow 39 | Standard | Detection | < | 7.5 |  | mg/kg
Allegen+Carcino dyes_LC-MSMS_7.5mgkg | 1 | F | Disperse Yellow 49 | Standard | Detection | < | 7.5 |  | mg/kg
Allegen+Carcino dyes_LC-MSMS_7.5mgkg | 1 | F | Disperse Yellow 23 | Standard | Detection | < | 7.5 |  | mg/kg
Allegen+Carcino dyes_LC-MSMS_7.5mgkg | 1 | F | Disperse Orange 149 | Standard | Detection | < | 7.5 |  | mg/kg
Allegen+Carcino dyes_LC-MSMS_7.5mgkg | 1 | F | 4-Aminoazobenzene | Standard | Detection | < | 7.5 |  | mg/kg
Allegen+Carcino dyes_LC-MSMS_7.5mgkg | 1 | F | Solvent Yellow 2 | Standard | Detection | < | 7.5 |  | mg/kg
Allegen+Carcino dyes_LC-MSMS_7.5mgkg | 1 | F | o-Aminoazotoluene | Standard | Detection | < | 7.5 |  | mg/kg
Allegen+Carcino dyes_LC-MSMS_7.5mgkg | 1 | F | Basic Red 9 | Standard | Detection | < | 7.5 |  | mg/kg
Allegen+Carcino dyes_LC-MSMS_7.5mgkg | 1 | F | Basic Violet 14 | Standard | Detection | < | 7.5 |  | mg/kg
Allegen+Carcino dyes_LC-MSMS_7.5mgkg | 1 | F | Acid Red 26 | Standard | Detection | < | 7.5 |  | mg/kg
Allegen+Carcino dyes_LC-MSMS_7.5mgkg | 1 | F | Direct Black 38 | Standard | Detection | < | 7.5 |  | mg/kg
Allegen+Carcino dyes_LC-MSMS_7.5mgkg | 1 | F | Direct Blue 6 | Standard | Detection | < | 7.5 |  | mg/kg
Allegen+Carcino dyes_LC-MSMS_7.5mgkg | 1 | F | Direct Red 28 | Standard | Detection | < | 7.5 |  | mg/kg
Allegen+Carcino dyes_LC-MSMS_7.5mgkg | 1 | F | Disperse Orange 11 | Standard | Detection | < | 7.5 |  | mg/kg
Allegen+Carcino dyes_LC-MSMS_7.5mgkg | 1 | F | Basic Violet 1 | Standard | Detection | < | 7.5 |  | mg/kg
Allegen+Carcino dyes_LC-MSMS_7.5mgkg | 1 | F | Basic Violet 3 | Standard | Detection | < | 7.5 |  | mg/kg
Allegen+Carcino dyes_LC-MSMS_7.5mgkg | 1 | F | Acid Red 114 | Standard | Detection | < | 7.5 |  | mg/kg
Allegen+Carcino dyes_LC-MSMS_7.5mgkg | 1 | F | Basic Green 4 | Standard | Detection | < | 7.5 |  | mg/kg
Allegen+Carcino dyes_LC-MSMS_7.5mgkg | 1 | F | Direct Blue 15 | Standard | Detection | < | 7.5 |  | mg/kg
Allegen+Carcino dyes_LC-MSMS_7.5mgkg | 1 | F | Pigment Red 104 | Standard | Detection | < | 7.5 |  | mg/kg
Allegen+Carcino dyes_LC-MSMS_7.5mgkg | 1 | F | Pigment Yellow 34 | Standard | Detection | < | 7.5 |  | mg/kg
Allegen+Carcino dyes_LC-MSMS_7.5mgkg | 1 | F | Solvent Blue 4 | Standard | Detection | < | 7.5 |  | mg/kg
Allegen+Carcino dyes_LC-MSMS_7.5mgkg | 1 | F | Basic Blue 26 | Standard | Detection | < | 7.5 |  | mg/kg
Allegen+Carcino dyes_LC-MSMS_7.5mgkg | 1 | F | Navy Blue Component 1 | Standard | Detection | < | 7.5 |  | mg/kg
Allegen+Carcino dyes_LC-MSMS_7.5mgkg | 1 | F | Solvent Yellow 14 | Standard | Detection | < | 7.5 |  | mg/kg
Allegen+Carcino dyes_LC-MSMS_7.5mgkg | 1 | F | Acid Violet 49 | Standard | Detection | < | 7.5 |  | mg/kg
Allegen+Carcino dyes_LC-MSMS_7.5mgkg | 1 | F | Direct Brown 95 | Standard | Detection | < | 7.5 |  | mg/kg
Allegen+Carcino dyes_LC-MSMS_7.5mgkg | 1 | F | p-Phenylenediamine | Standard | Detection | < | 7.5 |  | mg/kg
Allegen+Carcino dyes_LC-MSMS_7.5mgkg | 1 | E | Quinoline | Standard | Detection | < | 7.5 |  | mg/kg
Allegen+Carcino dyes_LC-MSMS_7.5mgkg | 1 | E | Disperse Blue 1 | Standard | Detection | < | 7.5 |  | mg/kg
Allegen+Carcino dyes_LC-MSMS_7.5mgkg | 1 | E | Disperse Blue 3 | Standard | Detection | < | 7.5 |  | mg/kg
Allegen+Carcino dyes_LC-MSMS_7.5mgkg | 1 | E | Disperse Blue 7 | Standard | Detection | < | 7.5 |  | mg/kg
Allegen+Carcino dyes_LC-MSMS_7.5mgkg | 1 | E | Disperse Blue 26 | Standard | Detection | < | 7.5 |  | mg/kg
Allegen+Carcino dyes_LC-MSMS_7.5mgkg | 1 | E | Disperse Blue 35 | Standard | Detection | < | 7.5 |  | mg/kg
Allegen+Carcino dyes_LC-MSMS_7.5mgkg | 1 | E | Disperse Blue 102 | Standard | Detection | < | 7.5 |  | mg/kg
Allegen+Carcino dyes_LC-MSMS_7.5mgkg | 1 | E | Disperse Blue 106 | Standard | Detection | < | 7.5 |  | mg/kg
Allegen+Carcino dyes_LC-MSMS_7.5mgkg | 1 | E | Disperse Blue 124 | Standard | Detection | < | 7.5 |  | mg/kg
Allegen+Carcino dyes_LC-MSMS_7.5mgkg | 1 | E | Disperse Brown 1 | Standard | Detection | < | 7.5 |  | mg/kg
Allegen+Carcino dyes_LC-MSMS_7.5mgkg | 1 | E | Disperse Orange 1 | Standard | Detection | < | 7.5 |  | mg/kg
Allegen+Carcino dyes_LC-MSMS_7.5mgkg | 1 | E | Disperse Orange 3 | Standard | Detection | < | 7.5 |  | mg/kg
Allegen+Carcino dyes_LC-MSMS_7.5mgkg | 1 | E | Disperse Orange 37 | Standard | Detection | < | 7.5 |  | mg/kg
Allegen+Carcino dyes_LC-MSMS_7.5mgkg | 1 | E | Disperse Red 1 | Standard | Detection | < | 7.5 |  | mg/kg
Allegen+Carcino dyes_LC-MSMS_7.5mgkg | 1 | E | Disperse Red 11 | Standard | Detection | < | 7.5 |  | mg/kg
Allegen+Carcino dyes_LC-MSMS_7.5mgkg | 1 | E | Disperse Red 17 | Standard | Detection | < | 7.5 |  | mg/kg
Allegen+Carcino dyes_LC-MSMS_7.5mgkg | 1 | E | Disperse Yellow 1 | Standard | Detection | < | 7.5 |  | mg/kg
Allegen+Carcino dyes_LC-MSMS_7.5mgkg | 1 | E | Disperse Yellow 3 | Standard | Detection | < | 7.5 |  | mg/kg
Allegen+Carcino dyes_LC-MSMS_7.5mgkg | 1 | E | Disperse Yellow 9 | Standard | Detection | < | 7.5 |  | mg/kg
Allegen+Carcino dyes_LC-MSMS_7.5mgkg | 1 | E | Disperse Yellow 39 | Standard | Detection | < | 7.5 |  | mg/kg
Allegen+Carcino dyes_LC-MSMS_7.5mgkg | 1 | E | Disperse Yellow 49 | Standard | Detection | < | 7.5 |  | mg/kg
Allegen+Carcino dyes_LC-MSMS_7.5mgkg | 1 | E | Disperse Yellow 23 | Standard | Detection | < | 7.5 |  | mg/kg
Allegen+Carcino dyes_LC-MSMS_7.5mgkg | 1 | E | Disperse Orange 149 | Standard | Detection | < | 7.5 |  | mg/kg
Allegen+Carcino dyes_LC-MSMS_7.5mgkg | 1 | E | 4-Aminoazobenzene | Standard | Detection | < | 7.5 |  | mg/kg
Allegen+Carcino dyes_LC-MSMS_7.5mgkg | 1 | E | Solvent Yellow 2 | Standard | Detection | < | 7.5 |  | mg/kg
Allegen+Carcino dyes_LC-MSMS_7.5mgkg | 1 | E | o-Aminoazotoluene | Standard | Detection | < | 7.5 |  | mg/kg
Allegen+Carcino dyes_LC-MSMS_7.5mgkg | 1 | E | Basic Red 9 | Standard | Detection | < | 7.5 |  | mg/kg
Allegen+Carcino dyes_LC-MSMS_7.5mgkg | 1 | E | Basic Violet 14 | Standard | Detection | < | 7.5 |  | mg/kg
Allegen+Carcino dyes_LC-MSMS_7.5mgkg | 1 | E | Acid Red 26 | Standard | Detection | < | 7.5 |  | mg/kg
Allegen+Carcino dyes_LC-MSMS_7.5mgkg | 1 | E | Direct Black 38 | Standard | Detection | < | 7.5 |  | mg/kg
Allegen+Carcino dyes_LC-MSMS_7.5mgkg | 1 | E | Direct Blue 6 | Standard | Detection | < | 7.5 |  | mg/kg
Allegen+Carcino dyes_LC-MSMS_7.5mgkg | 1 | E | Direct Red 28 | Standard | Detection | < | 7.5 |  | mg/kg
Allegen+Carcino dyes_LC-MSMS_7.5mgkg | 1 | E | Disperse Orange 11 | Standard | Detection | < | 7.5 |  | mg/kg
Allegen+Carcino dyes_LC-MSMS_7.5mgkg | 1 | E | Basic Violet 1 | Standard | Detection | < | 7.5 |  | mg/kg
Allegen+Carcino dyes_LC-MSMS_7.5mgkg | 1 | E | Basic Violet 3 | Standard | Detection | < | 7.5 |  | mg/kg
Allegen+Carcino dyes_LC-MSMS_7.5mgkg | 1 | E | Acid Red 114 | Standard | Detection | < | 7.5 |  | mg/kg
Allegen+Carcino dyes_LC-MSMS_7.5mgkg | 1 | E | Basic Green 4 | Standard | Detection | < | 7.5 |  | mg/kg
Allegen+Carcino dyes_LC-MSMS_7.5mgkg | 1 | E | Direct Blue 15 | Standard | Detection | < | 7.5 |  | mg/kg
Allegen+Carcino dyes_LC-MSMS_7.5mgkg | 1 | E | Pigment Red 104 | Standard | Detection | < | 7.5 |  | mg/kg
Allegen+Carcino dyes_LC-MSMS_7.5mgkg | 1 | E | Pigment Yellow 34 | Standard | Detection | < | 7.5 |  | mg/kg
Allegen+Carcino dyes_LC-MSMS_7.5mgkg | 1 | E | Solvent Blue 4 | Standard | Detection | < | 7.5 |  | mg/kg
Allegen+Carcino dyes_LC-MSMS_7.5mgkg | 1 | E | Basic Blue 26 | Standard | Detection | < | 7.5 |  | mg/kg
Allegen+Carcino dyes_LC-MSMS_7.5mgkg | 1 | E | Navy Blue Component 1 | Standard | Detection | < | 7.5 |  | mg/kg
Allegen+Carcino dyes_LC-MSMS_7.5mgkg | 1 | E | Solvent Yellow 14 | Standard | Detection | < | 7.5 |  | mg/kg
Allegen+Carcino dyes_LC-MSMS_7.5mgkg | 1 | E | Acid Violet 49 | Standard | Detection | < | 7.5 |  | mg/kg
Allegen+Carcino dyes_LC-MSMS_7.5mgkg | 1 | E | Direct Brown 95 | Standard | Detection | < | 7.5 |  | mg/kg
Allegen+Carcino dyes_LC-MSMS_7.5mgkg | 1 | E | p-Phenylenediamine | Standard | Detection | < | 7.5 |  | mg/kg
Sum of PAHs_GC-MS_0.2mgkg | 1 | F | Sum of quantified GS PAH | Quantity | Detection | < | 0.2 |  | mg/kg
Sum of PAHs_GC-MS_0.2mgkg | 1 | F | Sum of quantified PAH | Quantity | Detection | < | 0.2 |  | mg/kg
PFOA_PFOS_GC-CI-MS_0.5µgm² | 1 | F | N-Me-FOSA | Standard mass related | Detection | < | 0.005 |  | mg/kg
PFOA_PFOS_GC-CI-MS_0.5µgm² | 1 | E | N-Me-FOSA | Standard mass related | Detection | < | 0.005 |  | mg/kg
PFOA_PFOS_GC-CI-MS_0.5µgm² | 1 | F | N-Et-FOSA | Standard mass related | Detection | < | 0.005 |  | mg/kg
PFOA_PFOS_GC-CI-MS_0.5µgm² | 1 | E | N-Et-FOSA | Standard mass related | Detection | < | 0.005 |  | mg/kg
PFOA_PFOS_GC-CI-MS_0.5µgm² | 1 | F | N-Me-FOSE | Standard mass related | Detection | < | 0.005 |  | mg/kg
PFOA_PFOS_GC-CI-MS_0.5µgm² | 1 | E | N-Me-FOSE | Standard mass related | Detection | < | 0.005 |  | mg/kg
PFOA_PFOS_GC-CI-MS_0.5µgm² | 1 | F | N-Et-FOSE | Standard mass related | Detection | < | 0.005 |  | mg/kg
PFOA_PFOS_GC-CI-MS_0.5µgm² | 1 | E | N-Et-FOSE | Standard mass related | Detection | < | 0.005 |  | mg/kg
PFOA_PFOS_GC-CI-MS_0.5µgm² | 1 | F | 4:2 FTOH | Standard mass related | Detection | < | 0.005 |  | mg/kg
PFOA_PFOS_GC-CI-MS_0.5µgm² | 1 | E | 4:2 FTOH | Standard mass related | Detection | < | 0.005 |  | mg/kg
PFOA_PFOS_GC-CI-MS_0.5µgm² | 1 | F | 6:2 FTOH | Standard mass related | Detection | < | 0.005 |  | mg/kg
PFOA_PFOS_GC-CI-MS_0.5µgm² | 1 | E | 6:2 FTOH | Standard mass related | Detection | < | 0.005 |  | mg/kg
PFOA_PFOS_GC-CI-MS_0.5µgm² | 1 | F | 8:2 FTOH | Standard mass related | Detection | < | 0.005 |  | mg/kg
PFOA_PFOS_GC-CI-MS_0.5µgm² | 1 | E | 8:2 FTOH | Standard mass related | Detection | < | 0.005 |  | mg/kg
PFOA_PFOS_GC-CI-MS_0.5µgm² | 1 | F | 10:2 FTOH | Standard mass related | Detection | < | 0.005 |  | mg/kg
PFOA_PFOS_GC-CI-MS_0.5µgm² | 1 | E | 10:2 FTOH | Standard mass related | Detection | < | 0.005 |  | mg/kg
PFOA_PFOS_LC-MSMS_0.5µgm² | 1 | F | 8:2 FTS | Standard mass related | Detection | < | 0.005 |  | mg/kg
PFOA_PFOS_LC-MSMS_0.5µgm² | 1 | E | 8:2 FTS | Standard mass related | Detection | < | 0.005 |  | mg/kg
PFOA_PFOS_LC-MSMS_0.5µgm² | 1 | F | 8:2 FTA | Standard mass related | Detection | < | 0.005 |  | mg/kg
PFOA_PFOS_LC-MSMS_0.5µgm² | 1 | E | 8:2 FTA | Standard mass related | Detection | < | 0.005 |  | mg/kg
PFOA_PFOS_LC-MSMS_0.5µgm² | 1 | F | 8:2 FTMA | Standard mass related | Detection | < | 0.005 |  | mg/kg
PFOA_PFOS_LC-MSMS_0.5µgm² | 1 | E | 8:2 FTMA | Standard mass related | Detection | < | 0.005 |  | mg/kg
PFOA_PFOS_LC-MSMS_0.5µgm² | 1 | F | PFNA | Standard mass related | Detection | < | 0.005 |  | mg/kg
PFOA_PFOS_LC-MSMS_0.5µgm² | 1 | E | PFNA | Standard mass related | Detection | < | 0.005 |  | mg/kg
PFOA_PFOS_LC-MSMS_0.5µgm² | 1 | F | PFBS | Standard mass related | Detection | < | 0.005 |  | mg/kg
PFOA_PFOS_LC-MSMS_0.5µgm² | 1 | E | PFBS | Standard mass related | Detection | < | 0.005 |  | mg/kg
PFOA_PFOS_LC-MSMS_0.5µgm² | 1 | F | PFUdA | Standard mass related | Detection | < | 0.005 |  | mg/kg
PFOA_PFOS_LC-MSMS_0.5µgm² | 1 | E | PFUdA | Standard mass related | Detection | < | 0.005 |  | mg/kg
PFOA_PFOS_LC-MSMS_0.5µgm² | 1 | F | PFDoA | Standard mass related | Detection | < | 0.005 |  | mg/kg
PFOA_PFOS_LC-MSMS_0.5µgm² | 1 | E | PFDoA | Standard mass related | Detection | < | 0.005 |  | mg/kg
PFOA_PFOS_LC-MSMS_0.5µgm² | 1 | F | PFTrDA | Standard mass related | Detection | < | 0.005 |  | mg/kg
PFOA_PFOS_LC-MSMS_0.5µgm² | 1 | E | PFTrDA | Standard mass related | Detection | < | 0.005 |  | mg/kg
PFOA_PFOS_LC-MSMS_0.5µgm² | 1 | F | PFTeDA | Standard mass related | Detection | < | 0.005 |  | mg/kg
PFOA_PFOS_LC-MSMS_0.5µgm² | 1 | E | PFTeDA | Standard mass related | Detection | < | 0.005 |  | mg/kg
PFOA_PFOS_LC-MSMS_0.5µgm² | 1 | F | PFDA | Standard mass related | Detection | < | 0.005 |  | mg/kg
PFOA_PFOS_LC-MSMS_0.5µgm² | 1 | E | PFDA | Standard mass related | Detection | < | 0.005 |  | mg/kg
PFOA_PFOS_LC-MSMS_0.5µgm² | 1 | F | PFHxS | Standard mass related | Detection | < | 0.005 |  | mg/kg
PFOA_PFOS_LC-MSMS_0.5µgm² | 1 | E | PFHxS | Standard mass related | Detection | < | 0.005 |  | mg/kg
PFOA_PFOS_LC-MSMS_0.5µgm² | 1 | F | PFHxA | Standard mass related | Detection | < | 0.005 |  | mg/kg
PFOA_PFOS_LC-MSMS_0.5µgm² | 1 | E | PFHxA | Standard mass related | Detection | < | 0.005 |  | mg/kg
PFOA_PFOS_LC-MSMS_0.5µgm² | 1 | F | PFHpA | Standard mass related | Detection | < | 0.005 |  | mg/kg
PFOA_PFOS_LC-MSMS_0.5µgm² | 1 | E | PFHpA | Standard mass related | Detection | < | 0.005 |  | mg/kg
PFOA_PFOS_LC-MSMS_0.5µgm² | 1 | F | Et-PFOA | Standard mass related | Detection | < | 0.005 |  | mg/kg
PFOA_PFOS_LC-MSMS_0.5µgm² | 1 | E | Et-PFOA | Standard mass related | Detection | < | 0.005 |  | mg/kg
PFOA_PFOS_LC-MSMS_0.5µgm² | 1 | F | Me-PFOA | Standard mass related | Detection | < | 0.005 |  | mg/kg
PFOA_PFOS_LC-MSMS_0.5µgm² | 1 | E | Me-PFOA | Standard mass related | Detection | < | 0.005 |  | mg/kg
PFOA_PFOS_LC-MSMS_0.5µgm² | 1 | F | POSF | Standard mass related | Detection | < | 0.005 |  | mg/kg
PFOA_PFOS_LC-MSMS_0.5µgm² | 1 | E | POSF | Standard mass related | Detection | < | 0.005 |  | mg/kg
PFOA_PFOS_LC-MSMS_0.5µgm² | 1 | F | PFOS | Standard mass related | Detection | < | 0.005 |  | mg/kg
PFOA_PFOS_LC-MSMS_0.5µgm² | 1 | E | PFOS | Standard mass related | Detection | < | 0.005 |  | mg/kg
PFOA_PFOS_LC-MSMS_0.5µgm² | 1 | F | PFOSA | Standard mass related | Detection | < | 0.005 |  | mg/kg
PFOA_PFOS_LC-MSMS_0.5µgm² | 1 | E | PFOSA | Standard mass related | Detection | < | 0.005 |  | mg/kg
PFOA_PFOS_LC-MSMS_0.5µgm² | 1 | F | PFOA | Standard mass related | Detection | < | 0.005 |  | mg/kg
PFOA_PFOS_LC-MSMS_0.5µgm² | 1 | E | PFOA | Standard mass related | Detection | < | 0.005 |  | mg/kg
Phthalates>7_GC-MS_100mgkg | 1 | F | Sum of DEHP, DnBP, BBP, DiBP | Quantity | Detection | < | 100 |  | mg/kg
Phthalates>7_GC-MS_100mgkg | 1 | F | Sum of REACh phthalates | Quantity | Detection | < | 100 |  | mg/kg
Phthalates>7_GC-MS_100mgkg | 1 | F | Sum of quantified Phthalates | Quantity | Detection | < | 100 |  | mg/kg
Flame Retardants_GC-MS_5mgkg | 1 | F | Sum of quantified PBB | Quantity | Detection | < | 5 |  | mg/kg
Flame Retardants_GC-MS_5mgkg | 1 | F | Sum of quantified PBDE | Quantity | Detection | < | 5 |  | mg/kg
COCs_GC-MS_0.1mgkg | 1 | F | Monochlorotoluenes (Sum) | Quantity | Detection | < | 0.1 |  | mg/kg
COCs_GC-MS_0.1mgkg | 1 | F | Dichlorotoluenes (Sum) | Quantity | Detection | < | 0.1 |  | mg/kg
COCs_GC-MS_0.1mgkg | 1 | F | Trichlorotoluenes (Sum) | Quantity | Detection | < | 0.1 |  | mg/kg
COCs_GC-MS_0.1mgkg | 1 | F | Tetrachlorotoluenes (Sum) | Quantity | Detection | < | 0.1 |  | mg/kg
COCs_GC-MS_0.1mgkg | 1 | F | Dichlorobenzenes (Sum) | Quantity | Detection | < | 0.1 |  | mg/kg
COCs_GC-MS_0.1mgkg | 1 | F | Trichlorobenzenes (Sum) | Quantity | Detection | < | 0.1 |  | mg/kg
COCs_GC-MS_0.1mgkg | 1 | F | Tetrachlorobenzenes (Sum) | Quantity | Detection | < | 0.1 |  | mg/kg
COCs_GC-MS_0.1mgkg | 1 | E | Tetrachlorobenzenes (Sum) | Quantity | Detection | < | 0.1 |  | mg/kg
COCs_GC-MS_0.1mgkg | 1 | F | Sum of quantified COC | Quantity | Detection | < | 0.1 |  | mg/kg
HCHO Release-Wood_UV-VIS_10mgkg | 1 | F | Formaldehyde | Average | Detection | < | 10 |  | mg/kg
Extract Metals-Lth_ICP-MS_0.1mgkg | 1 | F | Sum of quantified heavy metals | Quantity | Detection | < | 0.1 |  | mg/kg
Ni Release noncoats_ICP-MS_0.05µgcm²week | 1 | F | Nickel release | Average | Detection | < | 0.05 |  | µg/cm²/week
Ni Release noncoats_ICP-MS_0.05µgcm²week | 1 | E | Nickel release | Average | Detection | < | 0.05 |  | µg/cm²/week
PFOA_PFOS_GC-CI-MS_0.5µgm² | 1 | F | N-Me-FOSA | Standard area related | Detection | < | 0.5 |  | µg/m²
PFOA_PFOS_GC-CI-MS_0.5µgm² | 1 | E | N-Me-FOSA | Standard area related | Detection | < | 0.5 |  | µg/m²
PFOA_PFOS_GC-CI-MS_0.5µgm² | 1 | F | N-Et-FOSA | Standard area related | Detection | < | 0.5 |  | µg/m²
PFOA_PFOS_GC-CI-MS_0.5µgm² | 1 | E | N-Et-FOSA | Standard area related | Detection | < | 0.5 |  | µg/m²
PFOA_PFOS_GC-CI-MS_0.5µgm² | 1 | F | N-Me-FOSE | Standard area related | Detection | < | 0.5 |  | µg/m²
PFOA_PFOS_GC-CI-MS_0.5µgm² | 1 | E | N-Me-FOSE | Standard area related | Detection | < | 0.5 |  | µg/m²
PFOA_PFOS_GC-CI-MS_0.5µgm² | 1 | F | N-Et-FOSE | Standard area related | Detection | < | 0.5 |  | µg/m²
PFOA_PFOS_GC-CI-MS_0.5µgm² | 1 | E | N-Et-FOSE | Standard area related | Detection | < | 0.5 |  | µg/m²
PFOA_PFOS_GC-CI-MS_0.5µgm² | 1 | F | 4:2 FTOH | Standard area related | Detection | < | 0.5 |  | µg/m²
PFOA_PFOS_GC-CI-MS_0.5µgm² | 1 | E | 4:2 FTOH | Standard area related | Detection | < | 0.5 |  | µg/m²
PFOA_PFOS_GC-CI-MS_0.5µgm² | 1 | F | 6:2 FTOH | Standard area related | Detection | < | 0.5 |  | µg/m²
PFOA_PFOS_GC-CI-MS_0.5µgm² | 1 | E | 6:2 FTOH | Standard area related | Detection | < | 0.5 |  | µg/m²
PFOA_PFOS_GC-CI-MS_0.5µgm² | 1 | F | 8:2 FTOH | Standard area related | Detection | < | 0.5 |  | µg/m²
PFOA_PFOS_GC-CI-MS_0.5µgm² | 1 | E | 8:2 FTOH | Standard area related | Detection | < | 0.5 |  | µg/m²
PFOA_PFOS_GC-CI-MS_0.5µgm² | 1 | F | 10:2 FTOH | Standard area related | Detection | < | 0.5 |  | µg/m²
PFOA_PFOS_GC-CI-MS_0.5µgm² | 1 | E | 10:2 FTOH | Standard area related | Detection | < | 0.5 |  | µg/m²
PFOA_PFOS_LC-MSMS_0.5µgm² | 1 | F | 8:2 FTS | Standard area related | Detection | < | 0.5 |  | µg/m²
PFOA_PFOS_LC-MSMS_0.5µgm² | 1 | E | 8:2 FTS | Standard area related | Detection | < | 0.5 |  | µg/m²
PFOA_PFOS_LC-MSMS_0.5µgm² | 1 | F | 8:2 FTA | Standard area related | Detection | < | 0.5 |  | µg/m²
PFOA_PFOS_LC-MSMS_0.5µgm² | 1 | E | 8:2 FTA | Standard area related | Detection | < | 0.5 |  | µg/m²
PFOA_PFOS_LC-MSMS_0.5µgm² | 1 | F | 8:2 FTMA | Standard area related | Detection | < | 0.5 |  | µg/m²
PFOA_PFOS_LC-MSMS_0.5µgm² | 1 | E | 8:2 FTMA | Standard area related | Detection | < | 0.5 |  | µg/m²
PFOA_PFOS_LC-MSMS_0.5µgm² | 1 | F | PFNA | Standard area related | Detection | < | 0.5 |  | µg/m²
PFOA_PFOS_LC-MSMS_0.5µgm² | 1 | E | PFNA | Standard area related | Detection | < | 0.5 |  | µg/m²
PFOA_PFOS_LC-MSMS_0.5µgm² | 1 | F | PFBS | Standard area related | Detection | < | 0.5 |  | µg/m²
PFOA_PFOS_LC-MSMS_0.5µgm² | 1 | E | PFBS | Standard area related | Detection | < | 0.5 |  | µg/m²
PFOA_PFOS_LC-MSMS_0.5µgm² | 1 | F | PFUdA | Standard area related | Detection | < | 0.5 |  | µg/m²
PFOA_PFOS_LC-MSMS_0.5µgm² | 1 | E | PFUdA | Standard area related | Detection | < | 0.5 |  | µg/m²
PFOA_PFOS_LC-MSMS_0.5µgm² | 1 | F | PFDoA | Standard area related | Detection | < | 0.5 |  | µg/m²
PFOA_PFOS_LC-MSMS_0.5µgm² | 1 | E | PFDoA | Standard area related | Detection | < | 0.5 |  | µg/m²
PFOA_PFOS_LC-MSMS_0.5µgm² | 1 | F | PFTrDA | Standard area related | Detection | < | 0.5 |  | µg/m²
PFOA_PFOS_LC-MSMS_0.5µgm² | 1 | E | PFTrDA | Standard area related | Detection | < | 0.5 |  | µg/m²
PFOA_PFOS_LC-MSMS_0.5µgm² | 1 | F | PFTeDA | Standard area related | Detection | < | 0.5 |  | µg/m²
PFOA_PFOS_LC-MSMS_0.5µgm² | 1 | E | PFTeDA | Standard area related | Detection | < | 0.5 |  | µg/m²
PFOA_PFOS_LC-MSMS_0.5µgm² | 1 | F | PFDA | Standard area related | Detection | < | 0.5 |  | µg/m²
PFOA_PFOS_LC-MSMS_0.5µgm² | 1 | E | PFDA | Standard area related | Detection | < | 0.5 |  | µg/m²
PFOA_PFOS_LC-MSMS_0.5µgm² | 1 | F | PFHxS | Standard area related | Detection | < | 0.5 |  | µg/m²
PFOA_PFOS_LC-MSMS_0.5µgm² | 1 | E | PFHxS | Standard area related | Detection | < | 0.5 |  | µg/m²
PFOA_PFOS_LC-MSMS_0.5µgm² | 1 | F | PFHxA | Standard area related | Detection | < | 0.5 |  | µg/m²
PFOA_PFOS_LC-MSMS_0.5µgm² | 1 | E | PFHxA | Standard area related | Detection | < | 0.5 |  | µg/m²
PFOA_PFOS_LC-MSMS_0.5µgm² | 1 | F | PFHpA | Standard area related | Detection | < | 0.5 |  | µg/m²
PFOA_PFOS_LC-MSMS_0.5µgm² | 1 | E | PFHpA | Standard area related | Detection | < | 0.5 |  | µg/m²
PFOA_PFOS_LC-MSMS_0.5µgm² | 1 | F | Et-PFOA | Standard area related | Detection | < | 0.5 |  | µg/m²
PFOA_PFOS_LC-MSMS_0.5µgm² | 1 | E | Et-PFOA | Standard area related | Detection | < | 0.5 |  | µg/m²
PFOA_PFOS_LC-MSMS_0.5µgm² | 1 | F | Me-PFOA | Standard area related | Detection | < | 0.5 |  | µg/m²
PFOA_PFOS_LC-MSMS_0.5µgm² | 1 | E | Me-PFOA | Standard area related | Detection | < | 0.5 |  | µg/m²
PFOA_PFOS_LC-MSMS_0.5µgm² | 1 | F | POSF | Standard area related | Detection | < | 0.5 |  | µg/m²
PFOA_PFOS_LC-MSMS_0.5µgm² | 1 | E | POSF | Standard area related | Detection | < | 0.5 |  | µg/m²
PFOA_PFOS_LC-MSMS_0.5µgm² | 1 | F | PFOS | Standard area related | Detection | < | 0.5 |  | µg/m²
PFOA_PFOS_LC-MSMS_0.5µgm² | 1 | E | PFOS | Standard area related | Detection | < | 0.5 |  | µg/m²
PFOA_PFOS_LC-MSMS_0.5µgm² | 1 | F | PFOSA | Standard area related | Detection | < | 0.5 |  | µg/m²
PFOA_PFOS_LC-MSMS_0.5µgm² | 1 | E | PFOSA | Standard area related | Detection | < | 0.5 |  | µg/m²
PFOA_PFOS_LC-MSMS_0.5µgm² | 1 | F | PFOA | Standard area related | Detection | < | 0.5 |  | µg/m²
PFOA_PFOS_LC-MSMS_0.5µgm² | 1 | E | PFOA | Standard area related | Detection | < | 0.5 |  | µg/m²
Ni Release Coatings_ICP-MS_0.05µgcm²week | 1 | F | Nickel release | Average | Detection | < | 0.05 |  | µg/cm²/week
Ni Release Coatings_ICP-MS_0.05µgcm²week | 1 | E | Nickel release | Average | Detection | < | 0.05 |  | µg/cm²/week
Lead Release-Saliva_ICP-MS_0.002µgcm²hr | 1 | F | Lead release | Average | Detection | < | 0.002 |  | µg/cm²/hr
Lead Release-Saliva_ICP-MS_0.002µgcm²hr | 1 | E | Lead release | Standard | Detection | < | 0.002 |  | µg/cm²/hr
RoHS-CrVI-coat_UVVIS_0.1µgcm² | 1 | F | Cr VI | Standard | Detection | < | 0.1 |  | µg/cm²
RoHS-CrVI-coat_UVVIS_0.1µgcm² | 1 | E | Cr VI | Standard | Detection | < | 0.1 |  | µg/cm²
pH - Leather_pH-Meter | 1 | F | pH - Value | Standard | Range | Exclusive Outside | 4 | 10
HCHO Release-Wood_UV-VIS_0.1mgl_XMN | 1 | R | Formaldehyde | Raw Value | Detection | < | 0.00015 |  | mg/ml
Chlorinated Phenols_GC-MS_0.01mgl_XMN | 1 | R | 2,4,5-Trichlorophenol | Raw Value | Detection | < | 0.0125 |  | µg/ml
Chlorinated Phenols_GC-MS_0.01mgl_XMN | 1 | R | 2,4,6-Trichlorophenol | Raw Value | Detection | < | 0.0125 |  | µg/ml
Chlorinated Phenols_GC-MS_0.01mgl_XMN | 1 | R | 2,3,4-Trichlorophenol | Raw Value | Detection | < | 0.0125 |  | µg/ml
Chlorinated Phenols_GC-MS_0.01mgl_XMN | 1 | R | 2,3,5-Trichlorophenol | Raw Value | Detection | < | 0.0125 |  | µg/ml
Chlorinated Phenols_GC-MS_0.01mgl_XMN | 1 | R | 2,3,6-Trichlorophenol | Raw Value | Detection | < | 0.0125 |  | µg/ml
Chlorinated Phenols_GC-MS_0.01mgl_XMN | 1 | R | 3,4,5-Trichlorophenol | Raw Value | Detection | < | 0.0125 |  | µg/ml
Chlorinated Phenols_GC-MS_0.01mgl_XMN | 1 | R | 2,3,5,6-Tetrachlorophenol | Raw Value | Detection | < | 0.0125 |  | µg/ml
Chlorinated Phenols_GC-MS_0.01mgl_XMN | 1 | R | 2,3,4,6-Tetrachlorophenol | Raw Value | Detection | < | 0.0125 |  | µg/ml
Chlorinated Phenols_GC-MS_0.01mgl_XMN | 1 | R | 2,3,4,5-Tetrachlorophenol | Raw Value | Detection | < | 0.0125 |  | µg/ml
Chlorinated Phenols_GC-MS_0.01mgl_XMN | 1 | R | Pentachlorophenol | Raw Value | Detection | < | 0.0125 |  | µg/ml
Chlorinated Phenols_GC-MS_0.01mgl_XMN | 1 | R | o-Phenylphenol | Raw Value | Detection | < | 0.0125 |  | µg/ml
Chlorinated Phenols_GC-MS_0.01mgl_XMN | 1 | R | 2-Chlorophenol | Raw Value | Detection | < | 0.0125 |  | µg/ml
Chlorinated Phenols_GC-MS_0.01mgl_XMN | 1 | R | 3-Chlorophenol | Raw Value | Detection | < | 0.0125 |  | µg/ml
Chlorinated Phenols_GC-MS_0.01mgl_XMN | 1 | R | 4-Chlorophenol | Raw Value | Detection | < | 0.0125 |  | µg/ml
Chlorinated Phenols_GC-MS_0.01mgl_XMN | 1 | R | 2,3-Dichlorophenol | Raw Value | Detection | < | 0.0125 |  | µg/ml
Chlorinated Phenols_GC-MS_0.01mgl_XMN | 1 | R | 2,4-Dichlorophenol | Raw Value | Detection | < | 0.0125 |  | µg/ml
Chlorinated Phenols_GC-MS_0.01mgl_XMN | 1 | R | 2,5-Dichlorophenol | Raw Value | Detection | < | 0.0125 |  | µg/ml
Chlorinated Phenols_GC-MS_0.01mgl_XMN | 1 | R | 2,6-Dichlorophenol | Raw Value | Detection | < | 0.0125 |  | µg/ml
Chlorinated Phenols_GC-MS_0.01mgl_XMN | 1 | R | 3,4-Dichlorophenol | Raw Value | Detection | < | 0.0125 |  | µg/ml
Chlorinated Phenols_GC-MS_0.01mgl_XMN | 1 | R | 2,4- and 2,5-Dichlorophenol (Sum) | Raw Value | Detection | < | 0.0125 |  | µg/ml
Chlorinated Phenols_GC-MS_0.01mgl_XMN | 1 | R | 3,5-Dichlorophenol | Raw Value | Detection | < | 0.0125 |  | µg/ml
HCHO Content-Leather_LC-DAD_0.1mgl_XMN | 1 | R | Formaldehyde | Raw Value | Detection | < | 0.1 |  | µg/ml
HCHO Content-Textile_UV-VIS_0.1mgl_XMN | 1 | R | Formaldehyde | Raw Value | Detection | < | 0.15 |  | µg/ml
RoHS-CrVI-coat_UVVIS_0.008mgl_XMN | 1 | R | Cr VI | Raw Value | Detection | < | 0.1 |  | µg/ml
Azo Dyes_GC-MS_1.0mgl_XMN | 1 | R | 2,4-Diaminotoluene | Raw Value | Detection | < | 0.005 |  | mg/l
Azo Dyes_GC-MS_1.0mgl_XMN | 1 | R | o-Toluidine | Raw Value | Detection | < | 0.005 |  | mg/l
Azo Dyes_GC-MS_1.0mgl_XMN | 1 | R | Benzidine | Raw Value | Detection | < | 0.005 |  | mg/l
Azo Dyes_GC-MS_1.0mgl_XMN | 1 | R | 4-Chloroaniline | Raw Value | Detection | < | 0.005 |  | mg/l
Azo Dyes_GC-MS_1.0mgl_XMN | 1 | R | 3,3-Dimethoxybenzidine | Raw Value | Detection | < | 0.005 |  | mg/l
Azo Dyes_GC-MS_1.0mgl_XMN | 1 | R | 3,3-Dimethylbenzidine | Raw Value | Detection | < | 0.005 |  | mg/l
Azo Dyes_GC-MS_1.0mgl_XMN | 1 | R | 4-Aminobiphenyl | Raw Value | Detection | < | 0.005 |  | mg/l
Azo Dyes_GC-MS_1.0mgl_XMN | 1 | R | p-Cresidine | Raw Value | Detection | < | 0.005 |  | mg/l
Azo Dyes_GC-MS_1.0mgl_XMN | 1 | R | o-Anisidine | Raw Value | Detection | < | 0.005 |  | mg/l
Azo Dyes_GC-MS_1.0mgl_XMN | 1 | R | 2,4-Xylidine | Raw Value | Detection | < | 0.005 |  | mg/l
Azo Dyes_GC-MS_1.0mgl_XMN | 1 | R | 4,4-Methylenedianiline | Raw Value | Detection | < | 0.005 |  | mg/l
Azo Dyes_GC-MS_1.0mgl_XMN | 1 | R | 4-Chloro-o-toluidine | Raw Value | Detection | < | 0.005 |  | mg/l
Azo Dyes_GC-MS_1.0mgl_XMN | 1 | R | 2,4-Diaminoanisole | Raw Value | Detection | < | 0.005 |  | mg/l
Azo Dyes_GC-MS_1.0mgl_XMN | 1 | R | 2,2-Dichloro-4,4-methylenedianiline | Raw Value | Detection | < | 0.005 |  | mg/l
Azo Dyes_GC-MS_1.0mgl_XMN | 1 | R | 2,4,5-Trimethylaniline | Raw Value | Detection | < | 0.005 |  | mg/l
Azo Dyes_GC-MS_1.0mgl_XMN | 1 | R | 4,4-Oxydianiline | Raw Value | Detection | < | 0.005 |  | mg/l
Azo Dyes_GC-MS_1.0mgl_XMN | 1 | R | 2,6-Xylidine | Raw Value | Detection | < | 0.005 |  | mg/l
Azo Dyes_GC-MS_1.0mgl_XMN | 1 | R | 3,3-Dichlorobenzidine | Raw Value | Detection | < | 0.005 |  | mg/l
Azo Dyes_GC-MS_1.0mgl_XMN | 1 | R | 2-Naphthylamine | Raw Value | Detection | < | 0.005 |  | mg/l
Azo Dyes_GC-MS_1.0mgl_XMN | 1 | R | 4,4-Methylenedi-o-toluidine | Raw Value | Detection | < | 0.005 |  | mg/l
Azo Dyes_GC-MS_1.0mgl_XMN | 1 | R | 4,4-Thiodianiline | Raw Value | Detection | < | 0.005 |  | mg/l
Azo Dyes_GC-MS_1.0mgl_XMN | 1 | R | 5-Nitro-o-toluidine | Raw Value | Detection | < | 0.005 |  | mg/l
Azo Dyes_GC-MS_1.0mgl_XMN | 1 | R | p-Phenylenediamine | Raw Value | Detection | < | 0.005 |  | mg/l
Azo Dyes_GC-MS_1.0mgl_XMN | 1 | R | Aniline | Raw Value | Detection | < | 0.005 |  | mg/l
Azo Dyes_GC-MS_1.0mgl_XMN | 1 | R | 4-Chloro-o-toluidine HCl | Raw Value | Detection | < | 0.005 |  | mg/l
Azo Dyes_GC-MS_1.0mgl_XMN | 1 | R | 2-Naphtylammonium acetate | Raw Value | Detection | < | 0.005 |  | mg/l
Azo Dyes_GC-MS_1.0mgl_XMN | 1 | R | 2,4-Diaminoanisole sulphate | Raw Value | Detection | < | 0.005 |  | mg/l
Azo Dyes_GC-MS_1.0mgl_XMN | 1 | R | 2,4,5-Trimethylaniline HCl | Raw Value | Detection | < | 0.005 |  | mg/l
Azo Dyes_GC-MS_1.0mgl_XMN | 1 | R | o-Aminoazotoluene | Raw Value | Detection | < | 0.005 |  | mg/l
Azo Dyes_GC-MS_1.0mgl_XMN | 1 | R | 4-Aminoazobenzene | Raw Value | Detection | < | 0.005 |  | mg/l
4-AAB_GC-MS_1.0mgl_XMN | 1 | R | 4-Aminoazobenzene | Raw Value | Detection | < | 1 |  | mg/l
Phthalates>7_GC-MS_1.0mgl_XMN | 1 | R | DnBP | Raw Value | Detection | < | 2.5 |  | mg/l
Phthalates>7_GC-MS_1.0mgl_XMN | 1 | R | DiBP | Raw Value | Detection | < | 2.5 |  | mg/l
Phthalates>7_GC-MS_1.0mgl_XMN | 1 | R | DEHP | Raw Value | Detection | < | 2.5 |  | mg/l
Phthalates>7_GC-MS_1.0mgl_XMN | 1 | R | BBP | Raw Value | Detection | < | 2.5 |  | mg/l
Phthalates>7_GC-MS_1.0mgl_XMN | 1 | R | DiNP | Raw Value | Detection | < | 2.5 |  | mg/l
Phthalates>7_GC-MS_1.0mgl_XMN | 1 | R | DnOP | Raw Value | Detection | < | 2.5 |  | mg/l
Phthalates>7_GC-MS_1.0mgl_XMN | 1 | R | DiDP | Raw Value | Detection | < | 2.5 |  | mg/l
Phthalates>7_GC-MS_1.0mgl_XMN | 1 | R | DnHexP | Raw Value | Detection | < | 2.5 |  | mg/l
Phthalates>7_GC-MS_1.0mgl_XMN | 1 | R | DMEP | Raw Value | Detection | < | 2.5 |  | mg/l
Phthalates>7_GC-MS_1.0mgl_XMN | 1 | R | DHNUP | Raw Value | Detection | < | 2.5 |  | mg/l
Phthalates>7_GC-MS_1.0mgl_XMN | 1 | R | DiHepP | Raw Value | Detection | < | 2.5 |  | mg/l
Phthalates>7_GC-MS_1.0mgl_XMN | 1 | R | DnPP | Raw Value | Detection | < | 2.5 |  | mg/l
Phthalates>7_GC-MS_1.0mgl_XMN | 1 | R | DiPP | Raw Value | Detection | < | 2.5 |  | mg/l
Phthalates>7_GC-MS_1.0mgl_XMN | 1 | R | nPiPP | Raw Value | Detection | < | 2.5 |  | mg/l
Phthalates>7_GC-MS_1.0mgl_XMN | 1 | R | DPP | Raw Value | Detection | < | 2.5 |  | mg/l
Phthalates>7_GC-MS_1.0mgl_XMN | 1 | R | DEP | Raw Value | Detection | < | 2.5 |  | mg/l
Phthalates>7_GC-MS_1.0mgl_XMN | 1 | R | DnDP | Raw Value | Detection | < | 2.5 |  | mg/l
Phthalates>7_GC-MS_1.0mgl_XMN | 1 | R | DCHP | Raw Value | Detection | < | 2.5 |  | mg/l
Phthalates>7_GC-MS_1.0mgl_XMN | 1 | R | DiHexP | Raw Value | Detection | < | 2.5 |  | mg/l
Phthalates>7_GC-MS_1.0mgl_XMN | 1 | R | DMP | Raw Value | Detection | < | 2.5 |  | mg/l
Phthalates>7_GC-MS_1.0mgl_XMN | 1 | R | DnHepP | Raw Value | Detection | < | 2.5 |  | mg/l
Phthalates>7_GC-MS_1.0mgl_XMN | 1 | R | DnHexDP | Raw Value | Detection | < | 2.5 |  | mg/l
Phthalates>7_GC-MS_1.0mgl_XMN | 1 | R | DnHexODP | Raw Value | Detection | < | 2.5 |  | mg/l
Phthalates>7_GC-MS_1.0mgl_XMN | 1 | R | DEHA | Raw Value | Detection | < | 2.5 |  | mg/l
Phthalates>7_GC-MS_1.0mgl_XMN | 1 | R | DEHT | Raw Value | Detection | < | 2.5 |  | mg/l
Phthalates>7_GC-MS_1.0mgl_XMN | 1 | R | DBzP | Raw Value | Detection | < | 2.5 |  | mg/l
Phthalates>7_GC-MS_1.0mgl_XMN | 1 | R | DiOP | Raw Value | Detection | < | 2.5 |  | mg/l
Phthalates>7_GC-MS_1.0mgl_XMN | 1 | R | DnNP | Raw Value | Detection | < | 2.5 |  | mg/l
Phthalates>7_GC-MS_1.0mgl_XMN | 1 | R | DnPrP | Raw Value | Detection | < | 2.5 |  | mg/l
Phthalates>7_GC-MS_1.0mgl_XMN | 1 | R | DPheP | Raw Value | Detection | < | 2.5 |  | mg/l
Phthalates>7_GC-MS_1.0mgl_XMN | 1 | R | DINCH | Raw Value | Detection | < | 2.5 |  | mg/l
Phthalates>7_GC-MS_1.0mgl_XMN | 1 | R | DPHP | Raw Value | Detection | < | 2.5 |  | mg/l
Phthalates>7_GC-MS_1.0mgl_XMN | 1 | R | DBEP | Raw Value | Detection | < | 2.5 |  | mg/l
Phthalates>7_GC-MS_1.0mgl_XMN | 1 | R | DMPP | Raw Value | Detection | < | 2.5 |  | mg/l
Phthalates>7_GC-MS_1.0mgl_XMN | 1 | R | DEEP | Raw Value | Detection | < | 2.5 |  | mg/l
Phthalates>7_GC-MS_1.0mgl_XMN | 1 | R | DiUP | Raw Value | Detection | < | 2.5 |  | mg/l
Phthalates>7_GC-MS_1.0mgl_XMN | 1 | R | DnUP | Raw Value | Detection | < | 2.5 |  | mg/l
Phthalates>7_GC-MS_1.0mgl_XMN | 1 | R | DAP | Raw Value | Detection | < | 2.5 |  | mg/l
Phthalates>7_GC-MS_1.0mgl_XMN | 1 | R | nOnDP | Raw Value | Detection | < | 2.5 |  | mg/l
Phthalates>7_GC-MS_1.0mgl_XMN | 1 | R | MBP | Raw Value | Detection | < | 2.5 |  | mg/l
Preserving Agents_LC-DAD_0.25mgl_XMN | 1 | R | OIT | Raw Value | Detection | < | 0.5 |  | mg/l
Preserving Agents_LC-DAD_0.25mgl_XMN | 1 | R | TCMTB | Raw Value | Detection | < | 0.5 |  | mg/l
Preserving Agents_LC-DAD_0.25mgl_XMN | 1 | R | CMK | Raw Value | Detection | < | 0.5 |  | mg/l
Preserving Agents_LC-DAD_0.25mgl_XMN | 1 | R | Triclosan | Raw Value | Detection | < | 0.5 |  | mg/l
Preserving Agents_LC-DAD_0.25mgl_XMN | 1 | R | o-Phenylphenol | Raw Value | Detection | < | 0.5 |  | mg/l
SCCP + MCCP_GC-CI-MS_10mgl_XMN | 1 | R | SCCP | Raw Value | Detection | < | 5 |  | mg/l
SCCP + MCCP_GC-CI-MS_10mgl_XMN | 1 | R | MCCP | Raw Value | Detection | < | 5 |  | mg/l
Total Vinyl Chloride_GC-MS_0.01mgl_XMN | 1 | R | Vinyl chloride | Raw Value | Detection | < | 0.025 |  | mg/l
Dimethylformamide_GC-MS_1mgl_XMN | 1 | R | Dimethylformamide | Raw Value | Detection | < | 0.5 |  | mg/l
Dimethylformamide_GC-MS_1mgl_XMN | 1 | R | Formamide | Raw Value | Detection | < | 0.5 |  | mg/l
Dimethylformamide_GC-MS_1mgl_XMN | 1 | R | Dimethylacetamide | Raw Value | Detection | < | 0.5 |  | mg/l
Dimethylformamide_GC-MS_1mgl_XMN | 1 | R | Bis(2-methoxyethyl) ether | Raw Value | Detection | < | 0.5 |  | mg/l
Chromium VI -Ageing_UVVIS_0.008mgl_XMN | 1 | R | Cr VI | Raw Value | Detection | < | 0.005 |  | mg/l
CrVI without ageing_UVVIS_0.008mgl_XMN | 1 | R | Cr VI | Raw Value | Detection | < | 0.005 |  | mg/l
CrVI-UV ageing-B02_UVVIS_0.008mgl_XMN | 1 | R | Cr VI | Raw Value | Detection | < | 0.005 |  | mg/l
2-MBT_LC-DAD_0.5mgl_XMN | 1 | R | 2-MBT | Raw Value | Detection | < | 0.5 |  | mg/l
19 elements-toys_ICP-MS_0.4µgl_XMN | 1 | R | Al | Raw Value | Detection | < | 0.0002 |  | mg/l
19 elements-toys_ICP-MS_0.4µgl_XMN | 1 | R | Sb | Raw Value | Detection | < | 0.0002 |  | mg/l
19 elements-toys_ICP-MS_0.4µgl_XMN | 1 | R | Cd | Raw Value | Detection | < | 0.0002 |  | mg/l
19 elements-toys_ICP-MS_0.4µgl_XMN | 1 | R | As | Raw Value | Detection | < | 0.0002 |  | mg/l
19 elements-toys_ICP-MS_0.4µgl_XMN | 1 | R | Cr | Raw Value | Detection | < | 0.0002 |  | mg/l
19 elements-toys_ICP-MS_0.4µgl_XMN | 1 | R | Pb | Raw Value | Detection | < | 0.0002 |  | mg/l
19 elements-toys_ICP-MS_0.4µgl_XMN | 1 | R | Hg | Raw Value | Detection | < | 2.0E-05 |  | mg/l
19 elements-toys_ICP-MS_0.4µgl_XMN | 1 | R | Co | Raw Value | Detection | < | 0.0002 |  | mg/l
19 elements-toys_ICP-MS_0.4µgl_XMN | 1 | R | Cu | Raw Value | Detection | < | 0.0002 |  | mg/l
19 elements-toys_ICP-MS_0.4µgl_XMN | 1 | R | Ti | Raw Value | Detection | < | 0.0002 |  | mg/l
19 elements-toys_ICP-MS_0.4µgl_XMN | 1 | R | Zr | Raw Value | Detection | < | 0.0002 |  | mg/l
19 elements-toys_ICP-MS_0.4µgl_XMN | 1 | R | Ni | Raw Value | Detection | < | 0.0002 |  | mg/l
19 elements-toys_ICP-MS_0.4µgl_XMN | 1 | R | Ba | Raw Value | Detection | < | 0.0002 |  | mg/l
19 elements-toys_ICP-MS_0.4µgl_XMN | 1 | R | Ca | Raw Value | Detection | < | 0.0002 |  | mg/l
19 elements-toys_ICP-MS_0.4µgl_XMN | 1 | R | Fe | Raw Value | Detection | < | 0.0002 |  | mg/l
19 elements-toys_ICP-MS_0.4µgl_XMN | 1 | R | Mn | Raw Value | Detection | < | 0.0002 |  | mg/l
19 elements-toys_ICP-MS_0.4µgl_XMN | 1 | R | Mg | Raw Value | Detection | < | 0.0002 |  | mg/l
19 elements-toys_ICP-MS_0.4µgl_XMN | 1 | R | Mo | Raw Value | Detection | < | 0.0002 |  | mg/l
19 elements-toys_ICP-MS_0.4µgl_XMN | 1 | R | K | Raw Value | Detection | < | 0.0002 |  | mg/l
19 elements-toys_ICP-MS_0.4µgl_XMN | 1 | R | Se | Raw Value | Detection | < | 0.0002 |  | mg/l
19 elements-toys_ICP-MS_0.4µgl_XMN | 1 | R | Zn | Raw Value | Detection | < | 0.0002 |  | mg/l
19 elements-toys_ICP-MS_0.4µgl_XMN | 1 | R | Sn | Raw Value | Detection | < | 0.0002 |  | mg/l
19 elements-toys_ICP-MS_0.4µgl_XMN | 1 | R | Na | Raw Value | Detection | < | 0.0002 |  | mg/l
19 elements-toys_ICP-MS_0.4µgl_XMN | 1 | R | Ag | Raw Value | Detection | < | 0.0002 |  | mg/l
19 elements-toys_ICP-MS_0.4µgl_XMN | 1 | R | V | Raw Value | Detection | < | 0.0002 |  | mg/l
19 elements-toys_ICP-MS_0.4µgl_XMN | 1 | R | Be | Raw Value | Detection | < | 0.0002 |  | mg/l
19 elements-toys_ICP-MS_0.4µgl_XMN | 1 | R | Li | Raw Value | Detection | < | 0.0002 |  | mg/l
19 elements-toys_ICP-MS_0.4µgl_XMN | 1 | R | Tl | Raw Value | Detection | < | 0.0002 |  | mg/l
19 elements-toys_ICP-MS_0.4µgl_XMN | 1 | R | Si | Raw Value | Detection | < | 0.0002 |  | mg/l
19 elements-toys_ICP-MS_0.4µgl_XMN | 1 | R | Sr | Raw Value | Detection | < | 0.0002 |  | mg/l
19 elements-toys_ICP-MS_0.4µgl_XMN | 1 | R | Ta | Raw Value | Detection | < | 0.0002 |  | mg/l
19 elements-toys_ICP-MS_0.4µgl_XMN | 1 | R | B | Raw Value | Detection | < | 0.0002 |  | mg/l
19 elements-toys_ICP-MS_0.4µgl_XMN | 1 | R | Cr III | Raw Value | Detection | < | 0.0002 |  | mg/l
19 elements-toys_ICP-MS_0.4µgl_XMN | 1 | R | Cr VI | Raw Value | Detection | < | 0.0002 |  | mg/l
19 elements-toys_ICP-MS_0.4µgl_XMN | 1 | R | Pt | Raw Value | Detection | < | 0.0002 |  | mg/l
19 elements-toys_ICP-MS_0.4µgl_XMN | 1 | R | Hf | Raw Value | Detection | < | 0.0002 |  | mg/l
RoHS-CrVI-poly_UVVIS_0.008mgl_XMN | 1 | R | Cr VI | Raw Value | Detection | < | 0.1 |  | mg/l
Allegen+Carcino dyes_LC-MSMS_0.5mgl_XMN | 1 | R | Quinoline | Raw Value | Detection | < | 0.01 |  | mg/l
Allegen+Carcino dyes_LC-MSMS_0.5mgl_XMN | 1 | R | Disperse Blue 1 | Raw Value | Detection | < | 0.01 |  | mg/l
Allegen+Carcino dyes_LC-MSMS_0.5mgl_XMN | 1 | R | Disperse Blue 3 | Raw Value | Detection | < | 0.01 |  | mg/l
Allegen+Carcino dyes_LC-MSMS_0.5mgl_XMN | 1 | R | Disperse Blue 7 | Raw Value | Detection | < | 0.01 |  | mg/l
Allegen+Carcino dyes_LC-MSMS_0.5mgl_XMN | 1 | R | Disperse Blue 26 | Raw Value | Detection | < | 0.01 |  | mg/l
Allegen+Carcino dyes_LC-MSMS_0.5mgl_XMN | 1 | R | Disperse Blue 35 | Raw Value | Detection | < | 0.01 |  | mg/l
Allegen+Carcino dyes_LC-MSMS_0.5mgl_XMN | 1 | R | Disperse Blue 102 | Raw Value | Detection | < | 0.01 |  | mg/l
Allegen+Carcino dyes_LC-MSMS_0.5mgl_XMN | 1 | R | Disperse Blue 106 | Raw Value | Detection | < | 0.01 |  | mg/l
Allegen+Carcino dyes_LC-MSMS_0.5mgl_XMN | 1 | R | Disperse Blue 124 | Raw Value | Detection | < | 0.01 |  | mg/l
Allegen+Carcino dyes_LC-MSMS_0.5mgl_XMN | 1 | R | Disperse Brown 1 | Raw Value | Detection | < | 0.01 |  | mg/l
Allegen+Carcino dyes_LC-MSMS_0.5mgl_XMN | 1 | R | Disperse Orange 1 | Raw Value | Detection | < | 0.01 |  | mg/l
Allegen+Carcino dyes_LC-MSMS_0.5mgl_XMN | 1 | R | Disperse Orange 3 | Raw Value | Detection | < | 0.01 |  | mg/l
Allegen+Carcino dyes_LC-MSMS_0.5mgl_XMN | 1 | R | Disperse Orange 37 | Raw Value | Detection | < | 0.01 |  | mg/l
Allegen+Carcino dyes_LC-MSMS_0.5mgl_XMN | 1 | R | Disperse Red 1 | Raw Value | Detection | < | 0.01 |  | mg/l
Allegen+Carcino dyes_LC-MSMS_0.5mgl_XMN | 1 | R | Disperse Red 11 | Raw Value | Detection | < | 0.01 |  | mg/l
Allegen+Carcino dyes_LC-MSMS_0.5mgl_XMN | 1 | R | Disperse Red 17 | Raw Value | Detection | < | 0.01 |  | mg/l
Allegen+Carcino dyes_LC-MSMS_0.5mgl_XMN | 1 | R | Disperse Yellow 1 | Raw Value | Detection | < | 0.01 |  | mg/l
Allegen+Carcino dyes_LC-MSMS_0.5mgl_XMN | 1 | R | Disperse Yellow 3 | Raw Value | Detection | < | 0.01 |  | mg/l
Allegen+Carcino dyes_LC-MSMS_0.5mgl_XMN | 1 | R | Disperse Yellow 9 | Raw Value | Detection | < | 0.01 |  | mg/l
Allegen+Carcino dyes_LC-MSMS_0.5mgl_XMN | 1 | R | Disperse Yellow 39 | Raw Value | Detection | < | 0.01 |  | mg/l
Allegen+Carcino dyes_LC-MSMS_0.5mgl_XMN | 1 | R | Disperse Yellow 49 | Raw Value | Detection | < | 0.01 |  | mg/l
Allegen+Carcino dyes_LC-MSMS_0.5mgl_XMN | 1 | R | Disperse Yellow 23 | Raw Value | Detection | < | 0.01 |  | mg/l
Allegen+Carcino dyes_LC-MSMS_0.5mgl_XMN | 1 | R | Disperse Orange 149 | Raw Value | Detection | < | 0.01 |  | mg/l
Allegen+Carcino dyes_LC-MSMS_0.5mgl_XMN | 1 | R | 4-Aminoazobenzene | Raw Value | Detection | < | 0.01 |  | mg/l
Allegen+Carcino dyes_LC-MSMS_0.5mgl_XMN | 1 | R | Solvent Yellow 2 | Raw Value | Detection | < | 0.01 |  | mg/l
Allegen+Carcino dyes_LC-MSMS_0.5mgl_XMN | 1 | R | o-Aminoazotoluene | Raw Value | Detection | < | 0.01 |  | mg/l
Allegen+Carcino dyes_LC-MSMS_0.5mgl_XMN | 1 | R | Basic Red 9 | Raw Value | Detection | < | 0.01 |  | mg/l
Allegen+Carcino dyes_LC-MSMS_0.5mgl_XMN | 1 | R | Basic Violet 14 | Raw Value | Detection | < | 0.01 |  | mg/l
Allegen+Carcino dyes_LC-MSMS_0.5mgl_XMN | 1 | R | Acid Red 26 | Raw Value | Detection | < | 0.01 |  | mg/l
Allegen+Carcino dyes_LC-MSMS_0.5mgl_XMN | 1 | R | Direct Black 38 | Raw Value | Detection | < | 0.01 |  | mg/l
Allegen+Carcino dyes_LC-MSMS_0.5mgl_XMN | 1 | R | Direct Blue 6 | Raw Value | Detection | < | 0.01 |  | mg/l
Allegen+Carcino dyes_LC-MSMS_0.5mgl_XMN | 1 | R | Direct Red 28 | Raw Value | Detection | < | 0.01 |  | mg/l
Allegen+Carcino dyes_LC-MSMS_0.5mgl_XMN | 1 | R | Disperse Orange 11 | Raw Value | Detection | < | 0.01 |  | mg/l
Allegen+Carcino dyes_LC-MSMS_0.5mgl_XMN | 1 | R | Basic Violet 1 | Raw Value | Detection | < | 0.01 |  | mg/l
Allegen+Carcino dyes_LC-MSMS_0.5mgl_XMN | 1 | R | Basic Violet 3 | Raw Value | Detection | < | 0.01 |  | mg/l
Allegen+Carcino dyes_LC-MSMS_0.5mgl_XMN | 1 | R | Acid Violet 49 | Raw Value | Detection | < | 0.01 |  | mg/l
Allegen+Carcino dyes_LC-MSMS_0.5mgl_XMN | 1 | R | Navy Blue Component 1 | Raw Value | Detection | < | 0.01 |  | mg/l
Allegen+Carcino dyes_LC-MSMS_0.5mgl_XMN | 1 | R | Basic Blue 26 | Raw Value | Detection | < | 0.01 |  | mg/l
Allegen+Carcino dyes_LC-MSMS_0.5mgl_XMN | 1 | R | Acid Red 114 | Raw Value | Detection | < | 0.01 |  | mg/l
Allegen+Carcino dyes_LC-MSMS_0.5mgl_XMN | 1 | R | Basic Green 4 | Raw Value | Detection | < | 0.01 |  | mg/l
Allegen+Carcino dyes_LC-MSMS_0.5mgl_XMN | 1 | R | Direct Blue 15 | Raw Value | Detection | < | 0.01 |  | mg/l
Allegen+Carcino dyes_LC-MSMS_0.5mgl_XMN | 1 | R | Pigment Red 104 | Raw Value | Detection | < | 0.01 |  | mg/l
Allegen+Carcino dyes_LC-MSMS_0.5mgl_XMN | 1 | R | Pigment Yellow 34 | Raw Value | Detection | < | 0.01 |  | mg/l
Allegen+Carcino dyes_LC-MSMS_0.5mgl_XMN | 1 | R | Solvent Blue 4 | Raw Value | Detection | < | 0.01 |  | mg/l
Allegen+Carcino dyes_LC-MSMS_0.5mgl_XMN | 1 | R | Solvent Yellow 14 | Raw Value | Detection | < | 0.01 |  | mg/l
Allegen+Carcino dyes_LC-MSMS_0.5mgl_XMN | 1 | R | Direct Brown 95 | Raw Value | Detection | < | 0.01 |  | mg/l
Allegen+Carcino dyes_LC-MSMS_0.5mgl_XMN | 1 | R | p-Phenylenediamine | Raw Value | Detection | < | 0.01 |  | mg/l
APEOs_LC-MS_0.5mgl_XMN | 1 | R | NPEO | Raw Value | Detection | < | 0.01 |  | mg/l
APEOs_LC-MS_0.5mgl_XMN | 1 | R | OPEO | Raw Value | Detection | < | 0.01 |  | mg/l
COCs_GC-MS_0.01mgl_XMN | 1 | R | 2-Chlorotoluene | Raw Value | Detection | < | 0.01 |  | mg/l
COCs_GC-MS_0.01mgl_XMN | 1 | R | 3-Chlorotoluene | Raw Value | Detection | < | 0.01 |  | mg/l
COCs_GC-MS_0.01mgl_XMN | 1 | R | 4-Chlorotoluene | Raw Value | Detection | < | 0.01 |  | mg/l
COCs_GC-MS_0.01mgl_XMN | 1 | R | 2,3-Dichlorotoluene | Raw Value | Detection | < | 0.01 |  | mg/l
COCs_GC-MS_0.01mgl_XMN | 1 | R | 2,4-Dichlorotoluene | Raw Value | Detection | < | 0.01 |  | mg/l
COCs_GC-MS_0.01mgl_XMN | 1 | R | 2,5-Dichlorotoluene | Raw Value | Detection | < | 0.01 |  | mg/l
COCs_GC-MS_0.01mgl_XMN | 1 | R | 2,6-Dichlorotoluene | Raw Value | Detection | < | 0.01 |  | mg/l
COCs_GC-MS_0.01mgl_XMN | 1 | R | 3,4-Dichlorotoluene | Raw Value | Detection | < | 0.01 |  | mg/l
COCs_GC-MS_0.01mgl_XMN | 1 | R | 2,3,6-Trichlorotoluene | Raw Value | Detection | < | 0.01 |  | mg/l
COCs_GC-MS_0.01mgl_XMN | 1 | R | 2,4,5-Trichlorotoluene | Raw Value | Detection | < | 0.01 |  | mg/l
COCs_GC-MS_0.01mgl_XMN | 1 | R | Pentachlorotoluene | Raw Value | Detection | < | 0.01 |  | mg/l
COCs_GC-MS_0.01mgl_XMN | 1 | R | a,a,a,4-Tetrachlorotoluene | Raw Value | Detection | < | 0.01 |  | mg/l
COCs_GC-MS_0.01mgl_XMN | 1 | R | 1,2-Dichlorobenzene | Raw Value | Detection | < | 0.01 |  | mg/l
COCs_GC-MS_0.01mgl_XMN | 1 | R | 1,3-Dichlorobenzene | Raw Value | Detection | < | 0.01 |  | mg/l
COCs_GC-MS_0.01mgl_XMN | 1 | R | 1,4-Dichlorobenzene | Raw Value | Detection | < | 0.01 |  | mg/l
COCs_GC-MS_0.01mgl_XMN | 1 | R | 1,2,3-Trichlorobenzene | Raw Value | Detection | < | 0.01 |  | mg/l
COCs_GC-MS_0.01mgl_XMN | 1 | R | 1,2,4-Trichlorobenzene | Raw Value | Detection | < | 0.01 |  | mg/l
COCs_GC-MS_0.01mgl_XMN | 1 | R | 1,3,5-Trichlorobenzene | Raw Value | Detection | < | 0.01 |  | mg/l
COCs_GC-MS_0.01mgl_XMN | 1 | R | 1,2,3,4-Tetrachlorobenzene | Raw Value | Detection | < | 0.01 |  | mg/l
COCs_GC-MS_0.01mgl_XMN | 1 | R | 1,2,3,5-Tetrachlorobenzene | Raw Value | Detection | < | 0.01 |  | mg/l
COCs_GC-MS_0.01mgl_XMN | 1 | R | 1,2,4,5-Tetrachlorobenzene | Raw Value | Detection | < | 0.01 |  | mg/l
COCs_GC-MS_0.01mgl_XMN | 1 | R | Pentachlorobenzene | Raw Value | Detection | < | 0.01 |  | mg/l
COCs_GC-MS_0.01mgl_XMN | 1 | R | Hexachlorobenzene | Raw Value | Detection | < | 0.01 |  | mg/l
COCs_GC-MS_0.01mgl_XMN | 1 | R | a,a,a-Trichlorotoluene | Raw Value | Detection | < | 0.01 |  | mg/l
COCs_GC-MS_0.01mgl_XMN | 1 | R | a-Chlorotoluene | Raw Value | Detection | < | 0.01 |  | mg/l
COCs_GC-MS_0.01mgl_XMN | 1 | R | 2,3,4,5-Tetrachlorotoluene | Raw Value | Detection | < | 0.01 |  | mg/l
COCs_GC-MS_0.01mgl_XMN | 1 | R | 2,3,4,6-Tetrachlorotoluene | Raw Value | Detection | < | 0.01 |  | mg/l
COCs_GC-MS_0.01mgl_XMN | 1 | R | 2,3,5,6-Tetrachlorotoluene | Raw Value | Detection | < | 0.01 |  | mg/l
COCs_GC-MS_0.01mgl_XMN | 1 | R | 2,5- and 2,6-Dichlorotoluene (Sum) | Raw Value | Detection | < | 0.01 |  | mg/l
COCs_GC-MS_0.01mgl_XMN | 1 | R | 2,3- and 3,4-Dichlorotoluene (Sum) | Raw Value | Detection | < | 0.01 |  | mg/l
CrVI -Ageing_HPLC-PCR-DAD_0.02mgl_XMN | 1 | R | Cr VI | Raw Value | Detection | < | 0.01 |  | mg/l
CrVI w/o ageing_HPLC-PCR-DAD_0.02mgl_XMN | 1 | R | Cr VI | Raw Value | Detection | < | 0.01 |  | mg/l
CrVI-UVag-HPLC-PCR-DAD_0.02mgl_XMN | 1 | R | Cr VI | Raw Value | Detection | < | 0.01 |  | mg/l
PFOA_PFOS_GC-MS_10µgl_XMN | 1 | R | N-Me-FOSA | Raw Value | Detection | < | 0.05 |  | µg/l
PFOA_PFOS_GC-MS_10µgl_XMN | 1 | R | N-Et-FOSA | Raw Value | Detection | < | 0.05 |  | µg/l
PFOA_PFOS_GC-MS_10µgl_XMN | 1 | R | N-Me-FOSE | Raw Value | Detection | < | 0.05 |  | µg/l
PFOA_PFOS_GC-MS_10µgl_XMN | 1 | R | N-Et-FOSE | Raw Value | Detection | < | 0.05 |  | µg/l
PFOA_PFOS_GC-MS_10µgl_XMN | 1 | R | 4:2 FTOH | Raw Value | Detection | < | 0.05 |  | µg/l
PFOA_PFOS_GC-MS_10µgl_XMN | 1 | R | 6:2 FTOH | Raw Value | Detection | < | 0.05 |  | µg/l
PFOA_PFOS_GC-MS_10µgl_XMN | 1 | R | 8:2 FTOH | Raw Value | Detection | < | 0.05 |  | µg/l
PFOA_PFOS_GC-MS_10µgl_XMN | 1 | R | 10:2 FTOH | Raw Value | Detection | < | 0.05 |  | µg/l
PFOA_PFOS_LC-MSMS_0.5µgl_XMN | 1 | R | 8:2 FTS | Raw Value | Detection | < | 0.05 |  | µg/l
PFOA_PFOS_LC-MSMS_0.5µgl_XMN | 1 | R | 8:2 FTA | Raw Value | Detection | < | 0.05 |  | µg/l
PFOA_PFOS_LC-MSMS_0.5µgl_XMN | 1 | R | 8:2 FTMA | Raw Value | Detection | < | 0.05 |  | µg/l
PFOA_PFOS_LC-MSMS_0.5µgl_XMN | 1 | R | PFNA | Raw Value | Detection | < | 0.05 |  | µg/l
PFOA_PFOS_LC-MSMS_0.5µgl_XMN | 1 | R | PFBS | Raw Value | Detection | < | 0.05 |  | µg/l
PFOA_PFOS_LC-MSMS_0.5µgl_XMN | 1 | R | PFUdA | Raw Value | Detection | < | 0.05 |  | µg/l
PFOA_PFOS_LC-MSMS_0.5µgl_XMN | 1 | R | PFDoA | Raw Value | Detection | < | 0.05 |  | µg/l
PFOA_PFOS_LC-MSMS_0.5µgl_XMN | 1 | R | PFTrDA | Raw Value | Detection | < | 0.05 |  | µg/l
PFOA_PFOS_LC-MSMS_0.5µgl_XMN | 1 | R | PFTeDA | Raw Value | Detection | < | 0.05 |  | µg/l
PFOA_PFOS_LC-MSMS_0.5µgl_XMN | 1 | R | PFDA | Raw Value | Detection | < | 0.05 |  | µg/l
PFOA_PFOS_LC-MSMS_0.5µgl_XMN | 1 | R | PFHxS | Raw Value | Detection | < | 0.05 |  | µg/l
PFOA_PFOS_LC-MSMS_0.5µgl_XMN | 1 | R | PFHxA | Raw Value | Detection | < | 0.05 |  | µg/l
PFOA_PFOS_LC-MSMS_0.5µgl_XMN | 1 | R | PFHpA | Raw Value | Detection | < | 0.05 |  | µg/l
PFOA_PFOS_LC-MSMS_0.5µgl_XMN | 1 | R | Et-PFOA | Raw Value | Detection | < | 0.05 |  | µg/l
PFOA_PFOS_LC-MSMS_0.5µgl_XMN | 1 | R | Me-PFOA | Raw Value | Detection | < | 0.05 |  | µg/l
PFOA_PFOS_LC-MSMS_0.5µgl_XMN | 1 | R | POSF | Raw Value | Detection | < | 0.05 |  | µg/l
PFOA_PFOS_LC-MSMS_0.5µgl_XMN | 1 | R | PFOS | Raw Value | Detection | < | 0.05 |  | µg/l
PFOA_PFOS_LC-MSMS_0.5µgl_XMN | 1 | R | PFOSA | Raw Value | Detection | < | 0.05 |  | µg/l
PFOA_PFOS_LC-MSMS_0.5µgl_XMN | 1 | R | PFOA | Raw Value | Detection | < | 0.05 |  | µg/l
OTC > 6_GC-MS_20µgl_XMN | 1 | R | MBT | Raw Value | Detection | < | 10 |  | µg/l
OTC > 6_GC-MS_20µgl_XMN | 1 | R | DBT | Raw Value | Detection | < | 10 |  | µg/l
OTC > 6_GC-MS_20µgl_XMN | 1 | R | TBT | Raw Value | Detection | < | 10 |  | µg/l
OTC > 6_GC-MS_20µgl_XMN | 1 | R | TeBT | Raw Value | Detection | < | 10 |  | µg/l
OTC > 6_GC-MS_20µgl_XMN | 1 | R | TBTO | Raw Value | Detection | < | 10 |  | µg/l
OTC > 6_GC-MS_20µgl_XMN | 1 | R | MOT | Raw Value | Detection | < | 10 |  | µg/l
OTC > 6_GC-MS_20µgl_XMN | 1 | R | DOT | Raw Value | Detection | < | 10 |  | µg/l
OTC > 6_GC-MS_20µgl_XMN | 1 | R | TOT | Raw Value | Detection | < | 10 |  | µg/l
OTC > 6_GC-MS_20µgl_XMN | 1 | R | DOTO | Raw Value | Detection | < | 10 |  | µg/l
OTC > 6_GC-MS_20µgl_XMN | 1 | R | TCyT | Raw Value | Detection | < | 10 |  | µg/l
OTC > 6_GC-MS_20µgl_XMN | 1 | R | MHT | Raw Value | Detection | < | 10 |  | µg/l
OTC > 6_GC-MS_20µgl_XMN | 1 | R | DHT | Raw Value | Detection | < | 10 |  | µg/l
OTC > 6_GC-MS_20µgl_XMN | 1 | R | DMT | Raw Value | Detection | < | 10 |  | µg/l
OTC > 6_GC-MS_20µgl_XMN | 1 | R | TMT | Raw Value | Detection | < | 10 |  | µg/l
OTC > 6_GC-MS_20µgl_XMN | 1 | R | TPhT | Raw Value | Detection | < | 10 |  | µg/l
OTC > 6_GC-MS_20µgl_XMN | 1 | R | TPrT | Raw Value | Detection | < | 10 |  | µg/l
OTC > 6_GC-MS_20µgl_XMN | 1 | R | MMT | Raw Value | Detection | < | 10 |  | µg/l
OTC > 6_GC-MS_20µgl_XMN | 1 | R | DPhT | Raw Value | Detection | < | 10 |  | µg/l
OTC > 6_GC-MS_20µgl_XMN | 1 | R | MPhT | Raw Value | Detection | < | 10 |  | µg/l
OTC > 6_GC-MS_20µgl_XMN | 1 | R | DPrT | Raw Value | Detection | < | 10 |  | µg/l
Flame Retardants_LC-MS_0.5mgl_XMN | 1 | R | TRIS | Raw Value | Detection | < | 10 |  | µg/l
Flame Retardants_LC-MS_0.5mgl_XMN | 1 | R | TEPA | Raw Value | Detection | < | 10 |  | µg/l
Flame Retardants_LC-MS_0.5mgl_XMN | 1 | R | TCPP | Raw Value | Detection | < | 10 |  | µg/l
Flame Retardants_LC-MS_0.5mgl_XMN | 1 | R | HBCDD | Raw Value | Detection | < | 10 |  | µg/l
Flame Retardants_LC-MS_0.5mgl_XMN | 1 | R | TBBPA | Raw Value | Detection | < | 10 |  | µg/l
Flame Retardants_LC-MS_0.5mgl_XMN | 1 | R | TDCPP | Raw Value | Detection | < | 10 |  | µg/l
Flame Retardants_LC-MS_0.5mgl_XMN | 1 | R | TCEP | Raw Value | Detection | < | 10 |  | µg/l
Flame Retardants_LC-MS_0.5mgl_XMN | 1 | R | TXP | Raw Value | Detection | < | 10 |  | µg/l
Flame Retardants_LC-MS_0.5mgl_XMN | 1 | R | V6 | Raw Value | Detection | < | 10 |  | µg/l
Flame Retardants_LC-MS_0.5mgl_XMN | 1 | R | BPDPP | Raw Value | Detection | < | 10 |  | µg/l
Flame Retardants_LC-MS_0.5mgl_XMN | 1 | R | DBPPP | Raw Value | Detection | < | 10 |  | µg/l
Flame Retardants_LC-MS_0.5mgl_XMN | 1 | R | TBPP | Raw Value | Detection | < | 10 |  | µg/l
Flame Retardants_LC-MS_0.5mgl_XMN | 1 | R | TPT | Raw Value | Detection | < | 10 |  | µg/l
Flame Retardants_LC-MS_0.5mgl_XMN | 1 | R | BBMP | Raw Value | Detection | < | 10 |  | µg/l
Flame Retardants_LC-MS_0.5mgl_XMN | 1 | R | BDBPP | Raw Value | Detection | < | 10 |  | µg/l
Flame Retardants_GC-MS_0.25mgl_XMN | 1 | R | DecaBB | Raw Value | Detection | < | 10000 |  | µg/l
Flame Retardants_GC-MS_0.25mgl_XMN | 1 | R | DecaBDE | Raw Value | Detection | < | 10000 |  | µg/l
Flame Retardants_GC-MS_0.25mgl_XMN | 1 | R | MonoBB | Raw Value | Detection | < | 1000 |  | µg/l
Flame Retardants_GC-MS_0.25mgl_XMN | 1 | R | DiBB | Raw Value | Detection | < | 1000 |  | µg/l
Flame Retardants_GC-MS_0.25mgl_XMN | 1 | R | TriBB | Raw Value | Detection | < | 1000 |  | µg/l
Flame Retardants_GC-MS_0.25mgl_XMN | 1 | R | TetraBB | Raw Value | Detection | < | 1000 |  | µg/l
Flame Retardants_GC-MS_0.25mgl_XMN | 1 | R | PentaBB | Raw Value | Detection | < | 1000 |  | µg/l
Flame Retardants_GC-MS_0.25mgl_XMN | 1 | R | HexaBB | Raw Value | Detection | < | 1000 |  | µg/l
Flame Retardants_GC-MS_0.25mgl_XMN | 1 | R | HeptaBB | Raw Value | Detection | < | 5000 |  | µg/l
Flame Retardants_GC-MS_0.25mgl_XMN | 1 | R | OctaBB | Raw Value | Detection | < | 5000 |  | µg/l
Flame Retardants_GC-MS_0.25mgl_XMN | 1 | R | NonaBB | Raw Value | Detection | < | 5000 |  | µg/l
Flame Retardants_GC-MS_0.25mgl_XMN | 1 | R | MonoBDE | Raw Value | Detection | < | 2500 |  | µg/l
Flame Retardants_GC-MS_0.25mgl_XMN | 1 | R | DiBDE | Raw Value | Detection | < | 2500 |  | µg/l
Flame Retardants_GC-MS_0.25mgl_XMN | 1 | R | TriBDE | Raw Value | Detection | < | 2500 |  | µg/l
Flame Retardants_GC-MS_0.25mgl_XMN | 1 | R | TetraBDE | Raw Value | Detection | < | 2500 |  | µg/l
Flame Retardants_GC-MS_0.25mgl_XMN | 1 | R | PentaBDE | Raw Value | Detection | < | 2500 |  | µg/l
Flame Retardants_GC-MS_0.25mgl_XMN | 1 | R | HexaBDE | Raw Value | Detection | < | 5000 |  | µg/l
Flame Retardants_GC-MS_0.25mgl_XMN | 1 | R | HeptaBDE | Raw Value | Detection | < | 5000 |  | µg/l
Flame Retardants_GC-MS_0.25mgl_XMN | 1 | R | OctaBDE | Raw Value | Detection | < | 5000 |  | µg/l
Flame Retardants_GC-MS_0.25mgl_XMN | 1 | R | NonaBDE | Raw Value | Detection | < | 5000 |  | µg/l
Extract Metals-Txt_ICP-MS_0.4µgl_XMN | 1 | R | Hg | Raw Value | Detection | < | 0.02 |  | µg/l
Extract Metals-Lth_ICP-MS_0.4µgl_XMN | 1 | R | Hg | Raw Value | Detection | < | 0.02 |  | µg/l
Total HM-digest-Txt_ICP-OES_0.04mgL_XMN | 1 | R | Hg | Raw Value | Detection | < | 0.02 |  | µg/l
Total Metals Leather_ICP-OES_0.04mgL_XMN | 1 | R | Hg | Raw Value | Detection | < | 0.02 |  | µg/l
Ni Release Coatings_ICP-OES_0.01mgl_XMN | 1 | R | Nickel release | Raw Value | Detection | < | 0.2 |  | µg/l
Extract Metals-Txt_ICP-MS_0.4µgl_XMN | 1 | R | Al | Raw Value | Detection | < | 0.2 |  | µg/l
Extract Metals-Txt_ICP-MS_0.4µgl_XMN | 1 | R | Sb | Raw Value | Detection | < | 0.2 |  | µg/l
Extract Metals-Txt_ICP-MS_0.4µgl_XMN | 1 | R | Cd | Raw Value | Detection | < | 0.2 |  | µg/l
Extract Metals-Txt_ICP-MS_0.4µgl_XMN | 1 | R | As | Raw Value | Detection | < | 0.2 |  | µg/l
Extract Metals-Txt_ICP-MS_0.4µgl_XMN | 1 | R | Cr | Raw Value | Detection | < | 0.2 |  | µg/l
Extract Metals-Txt_ICP-MS_0.4µgl_XMN | 1 | R | Pb | Raw Value | Detection | < | 0.2 |  | µg/l
Extract Metals-Txt_ICP-MS_0.4µgl_XMN | 1 | R | Co | Raw Value | Detection | < | 0.2 |  | µg/l
Extract Metals-Txt_ICP-MS_0.4µgl_XMN | 1 | R | Cu | Raw Value | Detection | < | 0.2 |  | µg/l
Extract Metals-Txt_ICP-MS_0.4µgl_XMN | 1 | R | Ti | Raw Value | Detection | < | 0.2 |  | µg/l
Extract Metals-Txt_ICP-MS_0.4µgl_XMN | 1 | R | Zr | Raw Value | Detection | < | 0.2 |  | µg/l
Extract Metals-Txt_ICP-MS_0.4µgl_XMN | 1 | R | Ni | Raw Value | Detection | < | 0.2 |  | µg/l
Extract Metals-Txt_ICP-MS_0.4µgl_XMN | 1 | R | Ba | Raw Value | Detection | < | 0.2 |  | µg/l
Extract Metals-Txt_ICP-MS_0.4µgl_XMN | 1 | R | Ca | Raw Value | Detection | < | 0.2 |  | µg/l
Extract Metals-Txt_ICP-MS_0.4µgl_XMN | 1 | R | Fe | Raw Value | Detection | < | 0.2 |  | µg/l
Extract Metals-Txt_ICP-MS_0.4µgl_XMN | 1 | R | Mn | Raw Value | Detection | < | 0.2 |  | µg/l
Extract Metals-Txt_ICP-MS_0.4µgl_XMN | 1 | R | Mg | Raw Value | Detection | < | 0.2 |  | µg/l
Extract Metals-Txt_ICP-MS_0.4µgl_XMN | 1 | R | Mo | Raw Value | Detection | < | 0.2 |  | µg/l
Extract Metals-Txt_ICP-MS_0.4µgl_XMN | 1 | R | K | Raw Value | Detection | < | 0.2 |  | µg/l
Extract Metals-Txt_ICP-MS_0.4µgl_XMN | 1 | R | Se | Raw Value | Detection | < | 0.2 |  | µg/l
Extract Metals-Txt_ICP-MS_0.4µgl_XMN | 1 | R | Zn | Raw Value | Detection | < | 0.2 |  | µg/l
Extract Metals-Txt_ICP-MS_0.4µgl_XMN | 1 | R | Sn | Raw Value | Detection | < | 0.2 |  | µg/l
Extract Metals-Txt_ICP-MS_0.4µgl_XMN | 1 | R | Na | Raw Value | Detection | < | 0.2 |  | µg/l
Extract Metals-Txt_ICP-MS_0.4µgl_XMN | 1 | R | Ag | Raw Value | Detection | < | 0.2 |  | µg/l
Extract Metals-Txt_ICP-MS_0.4µgl_XMN | 1 | R | V | Raw Value | Detection | < | 0.2 |  | µg/l
Extract Metals-Txt_ICP-MS_0.4µgl_XMN | 1 | R | Be | Raw Value | Detection | < | 0.2 |  | µg/l
Extract Metals-Txt_ICP-MS_0.4µgl_XMN | 1 | R | Li | Raw Value | Detection | < | 0.2 |  | µg/l
Extract Metals-Txt_ICP-MS_0.4µgl_XMN | 1 | R | Tl | Raw Value | Detection | < | 0.2 |  | µg/l
Extract Metals-Txt_ICP-MS_0.4µgl_XMN | 1 | R | Si | Raw Value | Detection | < | 0.2 |  | µg/l
Extract Metals-Txt_ICP-MS_0.4µgl_XMN | 1 | R | Sr | Raw Value | Detection | < | 0.2 |  | µg/l
Extract Metals-Txt_ICP-MS_0.4µgl_XMN | 1 | R | Ta | Raw Value | Detection | < | 0.2 |  | µg/l
Extract Metals-Txt_ICP-MS_0.4µgl_XMN | 1 | R | B | Raw Value | Detection | < | 0.2 |  | µg/l
Extract Metals-Txt_ICP-MS_0.4µgl_XMN | 1 | R | Cr III | Raw Value | Detection | < | 0.2 |  | µg/l
Extract Metals-Txt_ICP-MS_0.4µgl_XMN | 1 | R | Cr VI | Raw Value | Detection | < | 0.2 |  | µg/l
Extract Metals-Txt_ICP-MS_0.4µgl_XMN | 1 | R | Pt | Raw Value | Detection | < | 0.2 |  | µg/l
Extract Metals-Txt_ICP-MS_0.4µgl_XMN | 1 | R | Hf | Raw Value | Detection | < | 0.2 |  | µg/l
Extract Metals-Lth_ICP-MS_0.4µgl_XMN | 1 | R | Al | Raw Value | Detection | < | 0.2 |  | µg/l
Extract Metals-Lth_ICP-MS_0.4µgl_XMN | 1 | R | Sb | Raw Value | Detection | < | 0.2 |  | µg/l
Extract Metals-Lth_ICP-MS_0.4µgl_XMN | 1 | R | Cd | Raw Value | Detection | < | 0.2 |  | µg/l
Extract Metals-Lth_ICP-MS_0.4µgl_XMN | 1 | R | As | Raw Value | Detection | < | 0.2 |  | µg/l
Extract Metals-Lth_ICP-MS_0.4µgl_XMN | 1 | R | Cr | Raw Value | Detection | < | 0.2 |  | µg/l
Extract Metals-Lth_ICP-MS_0.4µgl_XMN | 1 | R | Pb | Raw Value | Detection | < | 0.2 |  | µg/l
Extract Metals-Lth_ICP-MS_0.4µgl_XMN | 1 | R | Co | Raw Value | Detection | < | 0.2 |  | µg/l
Extract Metals-Lth_ICP-MS_0.4µgl_XMN | 1 | R | Cu | Raw Value | Detection | < | 0.2 |  | µg/l
Extract Metals-Lth_ICP-MS_0.4µgl_XMN | 1 | R | Ti | Raw Value | Detection | < | 0.2 |  | µg/l
Extract Metals-Lth_ICP-MS_0.4µgl_XMN | 1 | R | Zr | Raw Value | Detection | < | 0.2 |  | µg/l
Extract Metals-Lth_ICP-MS_0.4µgl_XMN | 1 | R | Ni | Raw Value | Detection | < | 0.2 |  | µg/l
Extract Metals-Lth_ICP-MS_0.4µgl_XMN | 1 | R | Ba | Raw Value | Detection | < | 0.2 |  | µg/l
Extract Metals-Lth_ICP-MS_0.4µgl_XMN | 1 | R | Ca | Raw Value | Detection | < | 0.2 |  | µg/l
Extract Metals-Lth_ICP-MS_0.4µgl_XMN | 1 | R | Fe | Raw Value | Detection | < | 0.2 |  | µg/l
Extract Metals-Lth_ICP-MS_0.4µgl_XMN | 1 | R | Mn | Raw Value | Detection | < | 0.2 |  | µg/l
Extract Metals-Lth_ICP-MS_0.4µgl_XMN | 1 | R | Mg | Raw Value | Detection | < | 0.2 |  | µg/l
Extract Metals-Lth_ICP-MS_0.4µgl_XMN | 1 | R | Mo | Raw Value | Detection | < | 0.2 |  | µg/l
Extract Metals-Lth_ICP-MS_0.4µgl_XMN | 1 | R | K | Raw Value | Detection | < | 0.2 |  | µg/l
Extract Metals-Lth_ICP-MS_0.4µgl_XMN | 1 | R | Se | Raw Value | Detection | < | 0.2 |  | µg/l
Extract Metals-Lth_ICP-MS_0.4µgl_XMN | 1 | R | Zn | Raw Value | Detection | < | 0.2 |  | µg/l
Extract Metals-Lth_ICP-MS_0.4µgl_XMN | 1 | R | Sn | Raw Value | Detection | < | 0.2 |  | µg/l
Extract Metals-Lth_ICP-MS_0.4µgl_XMN | 1 | R | Na | Raw Value | Detection | < | 0.2 |  | µg/l
Extract Metals-Lth_ICP-MS_0.4µgl_XMN | 1 | R | Ag | Raw Value | Detection | < | 0.2 |  | µg/l
Extract Metals-Lth_ICP-MS_0.4µgl_XMN | 1 | R | V | Raw Value | Detection | < | 0.2 |  | µg/l
Extract Metals-Lth_ICP-MS_0.4µgl_XMN | 1 | R | Be | Raw Value | Detection | < | 0.2 |  | µg/l
Extract Metals-Lth_ICP-MS_0.4µgl_XMN | 1 | R | Li | Raw Value | Detection | < | 0.2 |  | µg/l
Extract Metals-Lth_ICP-MS_0.4µgl_XMN | 1 | R | Tl | Raw Value | Detection | < | 0.2 |  | µg/l
Extract Metals-Lth_ICP-MS_0.4µgl_XMN | 1 | R | Si | Raw Value | Detection | < | 0.2 |  | µg/l
Extract Metals-Lth_ICP-MS_0.4µgl_XMN | 1 | R | Sr | Raw Value | Detection | < | 0.2 |  | µg/l
Extract Metals-Lth_ICP-MS_0.4µgl_XMN | 1 | R | Ta | Raw Value | Detection | < | 0.2 |  | µg/l
Extract Metals-Lth_ICP-MS_0.4µgl_XMN | 1 | R | B | Raw Value | Detection | < | 0.2 |  | µg/l
Extract Metals-Lth_ICP-MS_0.4µgl_XMN | 1 | R | Cr III | Raw Value | Detection | < | 0.2 |  | µg/l
Extract Metals-Lth_ICP-MS_0.4µgl_XMN | 1 | R | Cr VI | Raw Value | Detection | < | 0.2 |  | µg/l
Extract Metals-Lth_ICP-MS_0.4µgl_XMN | 1 | R | Pt | Raw Value | Detection | < | 0.2 |  | µg/l
Extract Metals-Lth_ICP-MS_0.4µgl_XMN | 1 | R | Hf | Raw Value | Detection | < | 0.2 |  | µg/l
Total HM-digest-Txt_ICP-OES_0.04mgL_XMN | 1 | R | Al | Raw Value | Detection | < | 0.2 |  | µg/l
Total HM-digest-Txt_ICP-OES_0.04mgL_XMN | 1 | R | Sb | Raw Value | Detection | < | 0.2 |  | µg/l
Total HM-digest-Txt_ICP-OES_0.04mgL_XMN | 1 | R | Cd | Raw Value | Detection | < | 0.2 |  | µg/l
Total HM-digest-Txt_ICP-OES_0.04mgL_XMN | 1 | R | As | Raw Value | Detection | < | 0.2 |  | µg/l
Total HM-digest-Txt_ICP-OES_0.04mgL_XMN | 1 | R | Cr | Raw Value | Detection | < | 0.2 |  | µg/l
Total HM-digest-Txt_ICP-OES_0.04mgL_XMN | 1 | R | Pb | Raw Value | Detection | < | 0.2 |  | µg/l
Total HM-digest-Txt_ICP-OES_0.04mgL_XMN | 1 | R | Co | Raw Value | Detection | < | 0.2 |  | µg/l
Total HM-digest-Txt_ICP-OES_0.04mgL_XMN | 1 | R | Cu | Raw Value | Detection | < | 0.2 |  | µg/l
Total HM-digest-Txt_ICP-OES_0.04mgL_XMN | 1 | R | Ti | Raw Value | Detection | < | 0.2 |  | µg/l
Total HM-digest-Txt_ICP-OES_0.04mgL_XMN | 1 | R | Zr | Raw Value | Detection | < | 0.2 |  | µg/l
Total HM-digest-Txt_ICP-OES_0.04mgL_XMN | 1 | R | Ni | Raw Value | Detection | < | 0.2 |  | µg/l
Total HM-digest-Txt_ICP-OES_0.04mgL_XMN | 1 | R | Ba | Raw Value | Detection | < | 0.2 |  | µg/l
Total HM-digest-Txt_ICP-OES_0.04mgL_XMN | 1 | R | Ca | Raw Value | Detection | < | 0.2 |  | µg/l
Total HM-digest-Txt_ICP-OES_0.04mgL_XMN | 1 | R | Fe | Raw Value | Detection | < | 0.2 |  | µg/l
Total HM-digest-Txt_ICP-OES_0.04mgL_XMN | 1 | R | Mn | Raw Value | Detection | < | 0.2 |  | µg/l
Total HM-digest-Txt_ICP-OES_0.04mgL_XMN | 1 | R | Mg | Raw Value | Detection | < | 0.2 |  | µg/l
Total HM-digest-Txt_ICP-OES_0.04mgL_XMN | 1 | R | Mo | Raw Value | Detection | < | 0.2 |  | µg/l
Total HM-digest-Txt_ICP-OES_0.04mgL_XMN | 1 | R | K | Raw Value | Detection | < | 0.2 |  | µg/l
Total HM-digest-Txt_ICP-OES_0.04mgL_XMN | 1 | R | Se | Raw Value | Detection | < | 0.2 |  | µg/l
Total HM-digest-Txt_ICP-OES_0.04mgL_XMN | 1 | R | Zn | Raw Value | Detection | < | 0.2 |  | µg/l
Total HM-digest-Txt_ICP-OES_0.04mgL_XMN | 1 | R | Sn | Raw Value | Detection | < | 0.2 |  | µg/l
Total HM-digest-Txt_ICP-OES_0.04mgL_XMN | 1 | R | Na | Raw Value | Detection | < | 0.2 |  | µg/l
Total HM-digest-Txt_ICP-OES_0.04mgL_XMN | 1 | R | Ag | Raw Value | Detection | < | 0.2 |  | µg/l
Total HM-digest-Txt_ICP-OES_0.04mgL_XMN | 1 | R | V | Raw Value | Detection | < | 0.2 |  | µg/l
Total HM-digest-Txt_ICP-OES_0.04mgL_XMN | 1 | R | Be | Raw Value | Detection | < | 0.2 |  | µg/l
Total HM-digest-Txt_ICP-OES_0.04mgL_XMN | 1 | R | Li | Raw Value | Detection | < | 0.2 |  | µg/l
Total HM-digest-Txt_ICP-OES_0.04mgL_XMN | 1 | R | Tl | Raw Value | Detection | < | 0.2 |  | µg/l
Total HM-digest-Txt_ICP-OES_0.04mgL_XMN | 1 | R | Si | Raw Value | Detection | < | 0.2 |  | µg/l
Total HM-digest-Txt_ICP-OES_0.04mgL_XMN | 1 | R | Sr | Raw Value | Detection | < | 0.2 |  | µg/l
Total HM-digest-Txt_ICP-OES_0.04mgL_XMN | 1 | R | Ta | Raw Value | Detection | < | 0.2 |  | µg/l
Total HM-digest-Txt_ICP-OES_0.04mgL_XMN | 1 | R | B | Raw Value | Detection | < | 0.2 |  | µg/l
Total HM-digest-Txt_ICP-OES_0.04mgL_XMN | 1 | R | Cr III | Raw Value | Detection | < | 0.2 |  | µg/l
Total HM-digest-Txt_ICP-OES_0.04mgL_XMN | 1 | R | Cr VI | Raw Value | Detection | < | 0.2 |  | µg/l
Total HM-digest-Txt_ICP-OES_0.04mgL_XMN | 1 | R | Pt | Raw Value | Detection | < | 0.2 |  | µg/l
Total HM-digest-Txt_ICP-OES_0.04mgL_XMN | 1 | R | Hf | Raw Value | Detection | < | 0.2 |  | µg/l
Total lead -Paint_ICP-OES_0.04mgl_XMN | 1 | R | Pb | Raw Value | Detection | < | 0.2 |  | µg/l
Total Lead-Non metal_ICP-OES_0.04mgl_XMN | 1 | R | Pb | Raw Value | Detection | < | 0.2 |  | µg/l
Total Pb+Cd - Metals_ICP-OES_0.04mgl_XMN | 1 | R | Cd | Raw Value | Detection | < | 0.2 |  | µg/l
Total Pb+Cd - Metals_ICP-OES_0.04mgl_XMN | 1 | R | Pb | Raw Value | Detection | < | 0.2 |  | µg/l
Total Metals Leather_ICP-OES_0.04mgL_XMN | 1 | R | Al | Raw Value | Detection | < | 0.2 |  | µg/l
Total Metals Leather_ICP-OES_0.04mgL_XMN | 1 | R | Sb | Raw Value | Detection | < | 0.2 |  | µg/l
Total Metals Leather_ICP-OES_0.04mgL_XMN | 1 | R | Cd | Raw Value | Detection | < | 0.2 |  | µg/l
Total Metals Leather_ICP-OES_0.04mgL_XMN | 1 | R | As | Raw Value | Detection | < | 0.2 |  | µg/l
Total Metals Leather_ICP-OES_0.04mgL_XMN | 1 | R | Cr | Raw Value | Detection | < | 0.2 |  | µg/l
Total Metals Leather_ICP-OES_0.04mgL_XMN | 1 | R | Pb | Raw Value | Detection | < | 0.2 |  | µg/l
Total Metals Leather_ICP-OES_0.04mgL_XMN | 1 | R | Co | Raw Value | Detection | < | 0.2 |  | µg/l
Total Metals Leather_ICP-OES_0.04mgL_XMN | 1 | R | Cu | Raw Value | Detection | < | 0.2 |  | µg/l
Total Metals Leather_ICP-OES_0.04mgL_XMN | 1 | R | Ti | Raw Value | Detection | < | 0.2 |  | µg/l
Total Metals Leather_ICP-OES_0.04mgL_XMN | 1 | R | Zr | Raw Value | Detection | < | 0.2 |  | µg/l
Total Metals Leather_ICP-OES_0.04mgL_XMN | 1 | R | Ni | Raw Value | Detection | < | 0.2 |  | µg/l
Total Metals Leather_ICP-OES_0.04mgL_XMN | 1 | R | Ba | Raw Value | Detection | < | 0.2 |  | µg/l
Total Metals Leather_ICP-OES_0.04mgL_XMN | 1 | R | Ca | Raw Value | Detection | < | 0.2 |  | µg/l
Total Metals Leather_ICP-OES_0.04mgL_XMN | 1 | R | Fe | Raw Value | Detection | < | 0.2 |  | µg/l
Total Metals Leather_ICP-OES_0.04mgL_XMN | 1 | R | Mn | Raw Value | Detection | < | 0.2 |  | µg/l
Total Metals Leather_ICP-OES_0.04mgL_XMN | 1 | R | Mg | Raw Value | Detection | < | 0.2 |  | µg/l
Total Metals Leather_ICP-OES_0.04mgL_XMN | 1 | R | Mo | Raw Value | Detection | < | 0.2 |  | µg/l
Total Metals Leather_ICP-OES_0.04mgL_XMN | 1 | R | K | Raw Value | Detection | < | 0.2 |  | µg/l
Total Metals Leather_ICP-OES_0.04mgL_XMN | 1 | R | Se | Raw Value | Detection | < | 0.2 |  | µg/l
Total Metals Leather_ICP-OES_0.04mgL_XMN | 1 | R | Zn | Raw Value | Detection | < | 0.2 |  | µg/l
Total Metals Leather_ICP-OES_0.04mgL_XMN | 1 | R | Sn | Raw Value | Detection | < | 0.2 |  | µg/l
Total Metals Leather_ICP-OES_0.04mgL_XMN | 1 | R | Na | Raw Value | Detection | < | 0.2 |  | µg/l
Total Metals Leather_ICP-OES_0.04mgL_XMN | 1 | R | Ag | Raw Value | Detection | < | 0.2 |  | µg/l
Total Metals Leather_ICP-OES_0.04mgL_XMN | 1 | R | V | Raw Value | Detection | < | 0.2 |  | µg/l
Total Metals Leather_ICP-OES_0.04mgL_XMN | 1 | R | Be | Raw Value | Detection | < | 0.2 |  | µg/l
Total Metals Leather_ICP-OES_0.04mgL_XMN | 1 | R | Li | Raw Value | Detection | < | 0.2 |  | µg/l
Total Metals Leather_ICP-OES_0.04mgL_XMN | 1 | R | Tl | Raw Value | Detection | < | 0.2 |  | µg/l
Total Metals Leather_ICP-OES_0.04mgL_XMN | 1 | R | Si | Raw Value | Detection | < | 0.2 |  | µg/l
Total Metals Leather_ICP-OES_0.04mgL_XMN | 1 | R | Sr | Raw Value | Detection | < | 0.2 |  | µg/l
Total Metals Leather_ICP-OES_0.04mgL_XMN | 1 | R | Ta | Raw Value | Detection | < | 0.2 |  | µg/l
Total Metals Leather_ICP-OES_0.04mgL_XMN | 1 | R | B | Raw Value | Detection | < | 0.2 |  | µg/l
Total Metals Leather_ICP-OES_0.04mgL_XMN | 1 | R | Cr III | Raw Value | Detection | < | 0.2 |  | µg/l
Total Metals Leather_ICP-OES_0.04mgL_XMN | 1 | R | Cr VI | Raw Value | Detection | < | 0.2 |  | µg/l
Total Metals Leather_ICP-OES_0.04mgL_XMN | 1 | R | Pt | Raw Value | Detection | < | 0.2 |  | µg/l
Total Metals Leather_ICP-OES_0.04mgL_XMN | 1 | R | Hf | Raw Value | Detection | < | 0.2 |  | µg/l
Lead Release-Saliva_ICP-OES_0.01mgl_XMN | 1 | R | Lead release | Raw Value | Detection | < | 0.2 |  | µg/l
VOC upto 15_GC-MS_1µg_XMN | 1 | R | Tetrachloroethane | Raw Value | Detection | < | 1 |  | ug
VOC upto 15_GC-MS_1µg_XMN | 1 | R | Trichloromethane | Raw Value | Detection | < | 1 |  | ug
VOC upto 15_GC-MS_1µg_XMN | 1 | R | Dichloromethane | Raw Value | Detection | < | 1 |  | ug
VOC upto 15_GC-MS_1µg_XMN | 1 | R | Tetrachloroethylene | Raw Value | Detection | < | 1 |  | ug
VOC upto 15_GC-MS_1µg_XMN | 1 | R | Trichloroethylene | Raw Value | Detection | < | 1 |  | ug
VOC upto 15_GC-MS_1µg_XMN | 1 | R | Toluene | Raw Value | Detection | < | 1 |  | ug
VOC upto 15_GC-MS_1µg_XMN | 1 | R | o-Xylene | Raw Value | Detection | < | 1 |  | ug
VOC upto 15_GC-MS_1µg_XMN | 1 | R | m-Xylene | Raw Value | Detection | < | 1 |  | ug
VOC upto 15_GC-MS_1µg_XMN | 1 | R | p-Xylene | Raw Value | Detection | < | 1 |  | ug
VOC upto 15_GC-MS_1µg_XMN | 1 | R | 3-Methylphenol | Raw Value | Detection | < | 1 |  | ug
VOC upto 15_GC-MS_1µg_XMN | 1 | R | Dimethylformamide | Raw Value | Detection | < | 1 |  | ug
VOC upto 15_GC-MS_1µg_XMN | 1 | R | Cyclohexane | Raw Value | Detection | < | 1 |  | ug
VOC upto 15_GC-MS_1µg_XMN | 1 | R | Tetrahydrofuran | Raw Value | Detection | < | 1 |  | ug
VOC upto 15_GC-MS_1µg_XMN | 1 | R | Phenol | Raw Value | Detection | < | 1 |  | ug
VOC upto 15_GC-MS_1µg_XMN | 1 | R | Benzene | Raw Value | Detection | < | 1 |  | ug
VOC upto 15_GC-MS_1µg_XMN | 1 | R | 1,1,1-Trichloroethane | Raw Value | Detection | < | 1 |  | ug
VOC upto 15_GC-MS_1µg_XMN | 1 | R | Acetone | Raw Value | Detection | < | 1 |  | ug
VOC upto 15_GC-MS_1µg_XMN | 1 | R | Cyclohexanone | Raw Value | Detection | < | 1 |  | ug
VOC upto 15_GC-MS_1µg_XMN | 1 | R | Ethyl acetate | Raw Value | Detection | < | 1 |  | ug
VOC upto 15_GC-MS_1µg_XMN | 1 | R | Isophorone | Raw Value | Detection | < | 1 |  | ug
VOC upto 15_GC-MS_1µg_XMN | 1 | R | Butanone | Raw Value | Detection | < | 1 |  | ug
VOC upto 15_GC-MS_1µg_XMN | 1 | R | White Spirit | Raw Value | Detection | < | 1 |  | ug
VOC upto 15_GC-MS_1µg_XMN | 1 | R | Formamide | Raw Value | Detection | < | 1 |  | ug
VOC upto 15_GC-MS_1µg_XMN | 1 | R | 2-Phenyl-2-propanol | Raw Value | Detection | < | 1 |  | ug
VOC upto 15_GC-MS_1µg_XMN | 1 | R | Acetophenone | Raw Value | Detection | < | 1 |  | ug
VOC upto 15_GC-MS_1µg_XMN | 1 | R | Dimethylacetamide | Raw Value | Detection | < | 1 |  | ug
VOC upto 15_GC-MS_1µg_XMN | 1 | R | 1-Methyl-2-pyrrolidone | Raw Value | Detection | < | 1 |  | ug
VOC upto 15_GC-MS_1µg_XMN | 1 | R | Bis(2-methoxyethyl) ether | Raw Value | Detection | < | 1 |  | ug
VOC upto 15_GC-MS_1µg_XMN | 1 | R | Ethylbenzene | Raw Value | Detection | < | 1 |  | ug
VOC upto 15_GC-MS_1µg_XMN | 1 | R | Naphthalene | Raw Value | Detection | < | 1 |  | ug
VOC upto 15_GC-MS_1µg_XMN | 1 | R | 1,1,1,2-Tetrachloroethane | Raw Value | Detection | < | 1 |  | ug
VOC upto 15_GC-MS_1µg_XMN | 1 | R | 2-Methylphenol | Raw Value | Detection | < | 1 |  | ug
VOC upto 15_GC-MS_1µg_XMN | 1 | R | 4-Methylphenol | Raw Value | Detection | < | 1 |  | ug
VOC upto 15_GC-MS_1µg_XMN | 1 | R | Styrene | Raw Value | Detection | < | 1 |  | ug
VOC upto 15_GC-MS_1µg_XMN | 1 | R | Carbon Disulphide | Raw Value | Detection | < | 1 |  | ug
VOC upto 15_GC-MS_1µg_XMN | 1 | R | 1,1,2-Trichloroethane | Raw Value | Detection | < | 1 |  | ug
VOC upto 15_GC-MS_1µg_XMN | 1 | R | Hexachloroethane | Raw Value | Detection | < | 1 |  | ug
VOC upto 15_GC-MS_1µg_XMN | 1 | R | Aliphatic alkanes | Raw Value | Detection | < | 1 |  | ug
VOC upto 15_GC-MS_1µg_XMN | 1 | R | 1,1-Dichloroethene | Raw Value | Detection | < | 1 |  | ug
VOC upto 15_GC-MS_1µg_XMN | 1 | R | 1,2-Dichloroethane | Raw Value | Detection | < | 1 |  | ug
VOC upto 15_GC-MS_1µg_XMN | 1 | R | 1,2,3-Trichlorpropane | Raw Value | Detection | < | 1 |  | ug
VOC upto 15_GC-MS_1µg_XMN | 1 | R | 2-(2-Methoxyethoxy)ethanol | Raw Value | Detection | < | 1 |  | ug
VOC upto 15_GC-MS_1µg_XMN | 1 | R | 2-Methoxyethyl acetate | Raw Value | Detection | < | 1 |  | ug
VOC upto 15_GC-MS_1µg_XMN | 1 | R | 2-Methoxypropyl acetate | Raw Value | Detection | < | 1 |  | ug
VOC upto 15_GC-MS_1µg_XMN | 1 | R | Methanol | Raw Value | Detection | < | 1 |  | ug
VOC upto 15_GC-MS_1µg_XMN | 1 | R | 1,3,5-Trimethylbenzene | Raw Value | Detection | < | 1 |  | ug
VOC upto 15_GC-MS_1µg_XMN | 1 | R | n-Hexane | Raw Value | Detection | < | 1 |  | ug
VOC >15_GC-MS_1µg_XMN | 1 | R | Tetrachloroethane | Raw Value | Detection | < | 1 |  | ug
VOC >15_GC-MS_1µg_XMN | 1 | R | Trichloromethane | Raw Value | Detection | < | 1 |  | ug
VOC >15_GC-MS_1µg_XMN | 1 | R | Dichloromethane | Raw Value | Detection | < | 1 |  | ug
VOC >15_GC-MS_1µg_XMN | 1 | R | Tetrachloroethylene | Raw Value | Detection | < | 1 |  | ug
VOC >15_GC-MS_1µg_XMN | 1 | R | Trichloroethylene | Raw Value | Detection | < | 1 |  | ug
VOC >15_GC-MS_1µg_XMN | 1 | R | Toluene | Raw Value | Detection | < | 1 |  | ug
VOC >15_GC-MS_1µg_XMN | 1 | R | o-Xylene | Raw Value | Detection | < | 1 |  | ug
VOC >15_GC-MS_1µg_XMN | 1 | R | m-Xylene | Raw Value | Detection | < | 1 |  | ug
VOC >15_GC-MS_1µg_XMN | 1 | R | p-Xylene | Raw Value | Detection | < | 1 |  | ug
VOC >15_GC-MS_1µg_XMN | 1 | R | 3-Methylphenol | Raw Value | Detection | < | 1 |  | ug
VOC >15_GC-MS_1µg_XMN | 1 | R | Dimethylformamide | Raw Value | Detection | < | 1 |  | ug
VOC >15_GC-MS_1µg_XMN | 1 | R | Cyclohexane | Raw Value | Detection | < | 1 |  | ug
VOC >15_GC-MS_1µg_XMN | 1 | R | Tetrahydrofuran | Raw Value | Detection | < | 1 |  | ug
VOC >15_GC-MS_1µg_XMN | 1 | R | Phenol | Raw Value | Detection | < | 1 |  | ug
VOC >15_GC-MS_1µg_XMN | 1 | R | Benzene | Raw Value | Detection | < | 1 |  | ug
VOC >15_GC-MS_1µg_XMN | 1 | R | 1,1,1-Trichloroethane | Raw Value | Detection | < | 1 |  | ug
VOC >15_GC-MS_1µg_XMN | 1 | R | Acetone | Raw Value | Detection | < | 1 |  | ug
VOC >15_GC-MS_1µg_XMN | 1 | R | Cyclohexanone | Raw Value | Detection | < | 1 |  | ug
VOC >15_GC-MS_1µg_XMN | 1 | R | Ethyl acetate | Raw Value | Detection | < | 1 |  | ug
VOC >15_GC-MS_1µg_XMN | 1 | R | Isophorone | Raw Value | Detection | < | 1 |  | ug
VOC >15_GC-MS_1µg_XMN | 1 | R | Butanone | Raw Value | Detection | < | 1 |  | ug
VOC >15_GC-MS_1µg_XMN | 1 | R | White Spirit | Raw Value | Detection | < | 1 |  | ug
VOC >15_GC-MS_1µg_XMN | 1 | R | Formamide | Raw Value | Detection | < | 1 |  | ug
VOC >15_GC-MS_1µg_XMN | 1 | R | 2-Phenyl-2-propanol | Raw Value | Detection | < | 1 |  | ug
VOC >15_GC-MS_1µg_XMN | 1 | R | Acetophenone | Raw Value | Detection | < | 1 |  | ug
VOC >15_GC-MS_1µg_XMN | 1 | R | Dimethylacetamide | Raw Value | Detection | < | 1 |  | ug
VOC >15_GC-MS_1µg_XMN | 1 | R | 1-Methyl-2-pyrrolidone | Raw Value | Detection | < | 1 |  | ug
VOC >15_GC-MS_1µg_XMN | 1 | R | Bis(2-methoxyethyl) ether | Raw Value | Detection | < | 1 |  | ug
VOC >15_GC-MS_1µg_XMN | 1 | R | Ethylbenzene | Raw Value | Detection | < | 1 |  | ug
VOC >15_GC-MS_1µg_XMN | 1 | R | Naphthalene | Raw Value | Detection | < | 1 |  | ug
VOC >15_GC-MS_1µg_XMN | 1 | R | 1,1,1,2-Tetrachloroethane | Raw Value | Detection | < | 1 |  | ug
VOC >15_GC-MS_1µg_XMN | 1 | R | 2-Methylphenol | Raw Value | Detection | < | 1 |  | ug
VOC >15_GC-MS_1µg_XMN | 1 | R | 4-Methylphenol | Raw Value | Detection | < | 1 |  | ug
VOC >15_GC-MS_1µg_XMN | 1 | R | Styrene | Raw Value | Detection | < | 1 |  | ug
VOC >15_GC-MS_1µg_XMN | 1 | R | Carbon Disulphide | Raw Value | Detection | < | 1 |  | ug
VOC >15_GC-MS_1µg_XMN | 1 | R | 1,1,2-Trichloroethane | Raw Value | Detection | < | 1 |  | ug
VOC >15_GC-MS_1µg_XMN | 1 | R | Hexachloroethane | Raw Value | Detection | < | 1 |  | ug
VOC >15_GC-MS_1µg_XMN | 1 | R | Aliphatic alkanes | Raw Value | Detection | < | 1 |  | ug
VOC >15_GC-MS_1µg_XMN | 1 | R | 1,1-Dichloroethene | Raw Value | Detection | < | 1 |  | ug
VOC >15_GC-MS_1µg_XMN | 1 | R | 1,2-Dichloroethane | Raw Value | Detection | < | 1 |  | ug
VOC >15_GC-MS_1µg_XMN | 1 | R | 1,2,3-Trichlorpropane | Raw Value | Detection | < | 1 |  | ug
VOC >15_GC-MS_1µg_XMN | 1 | R | 2-(2-Methoxyethoxy)ethanol | Raw Value | Detection | < | 1 |  | ug
VOC >15_GC-MS_1µg_XMN | 1 | R | 2-Methoxyethyl acetate | Raw Value | Detection | < | 1 |  | ug
VOC >15_GC-MS_1µg_XMN | 1 | R | 2-Methoxypropyl acetate | Raw Value | Detection | < | 1 |  | ug
VOC >15_GC-MS_1µg_XMN | 1 | R | Methanol | Raw Value | Detection | < | 1 |  | ug
VOC >15_GC-MS_1µg_XMN | 1 | R | 1,3,5-Trimethylbenzene | Raw Value | Detection | < | 1 |  | ug
VOC >15_GC-MS_1µg_XMN | 1 | R | n-Hexane | Raw Value | Detection | < | 1 |  | ug
Phenols - Others_GC-MS_0.5mgl_XMN | 1 | R | 2,6-Dimethylphenol | Raw Value | Detection | < | 1 |  | mg/l
Phenols - Others_GC-MS_0.5mgl_XMN | 1 | R | p-Phenylphenol | Raw Value | Detection | < | 1 |  | mg/l
Phenols - Others_GC-MS_0.5mgl_XMN | 1 | R | Tribromphenol | Raw Value | Detection | < | 1 |  | mg/l
Phenols - Others_GC-MS_0.5mgl_XMN | 1 | R | Phenol | Raw Value | Detection | < | 1 |  | mg/l
Phenols - Others_GC-MS_0.5mgl_XMN | 1 | R | 4-n-Nonylphenol | Raw Value | Detection | < | 1 |  | mg/l
Phenols - Others_GC-MS_0.5mgl_XMN | 1 | R | 4-Nonylphenol | Raw Value | Detection | < | 1 |  | mg/l
Phenols - Others_GC-MS_0.5mgl_XMN | 1 | R | 4-tert-Octylphenol | Raw Value | Detection | < | 1 |  | mg/l
Phenols - Others_GC-MS_0.5mgl_XMN | 1 | R | 4-n-Octylphenol | Raw Value | Detection | < | 1 |  | mg/l
Phenols - Others_GC-MS_0.5mgl_XMN | 1 | R | 4-Heptylphenol | Raw Value | Detection | < | 1 |  | mg/l
NMP leather_GC-MS_1mgl_XMN | 1 | R | 1-Methyl-2-pyrrolidone | Raw Value | Detection | < | 1 |  | µg/ml
Total HM-digest-Txt_ICP-OES_0.04mgL_XMN | 1 | R | Al | Raw Value | Detection | < | 0.2 |  | ng/ml
Total HM-digest-Txt_ICP-OES_0.04mgL_XMN | 1 | R | Sb | Raw Value | Detection | < | 0.2 |  | ng/ml
Total HM-digest-Txt_ICP-OES_0.04mgL_XMN | 1 | R | Cd | Raw Value | Detection | < | 0.2 |  | ng/ml
Total HM-digest-Txt_ICP-OES_0.04mgL_XMN | 1 | R | As | Raw Value | Detection | < | 0.2 |  | ng/ml
Total HM-digest-Txt_ICP-OES_0.04mgL_XMN | 1 | R | Cr | Raw Value | Detection | < | 0.2 |  | ng/ml
Total HM-digest-Txt_ICP-OES_0.04mgL_XMN | 1 | R | Pb | Raw Value | Detection | < | 0.2 |  | ng/ml
Total HM-digest-Txt_ICP-OES_0.04mgL_XMN | 1 | R | Co | Raw Value | Detection | < | 0.2 |  | ng/ml
Total HM-digest-Txt_ICP-OES_0.04mgL_XMN | 1 | R | Cu | Raw Value | Detection | < | 0.2 |  | ng/ml
Total HM-digest-Txt_ICP-OES_0.04mgL_XMN | 1 | R | Ti | Raw Value | Detection | < | 0.2 |  | ng/ml
Total HM-digest-Txt_ICP-OES_0.04mgL_XMN | 1 | R | Zr | Raw Value | Detection | < | 0.2 |  | ng/ml
Total HM-digest-Txt_ICP-OES_0.04mgL_XMN | 1 | R | Ni | Raw Value | Detection | < | 0.2 |  | ng/ml
Total HM-digest-Txt_ICP-OES_0.04mgL_XMN | 1 | R | Ba | Raw Value | Detection | < | 0.2 |  | ng/ml
Total HM-digest-Txt_ICP-OES_0.04mgL_XMN | 1 | R | Ca | Raw Value | Detection | < | 0.2 |  | ng/ml
Total HM-digest-Txt_ICP-OES_0.04mgL_XMN | 1 | R | Fe | Raw Value | Detection | < | 0.2 |  | ng/ml
Total HM-digest-Txt_ICP-OES_0.04mgL_XMN | 1 | R | Mn | Raw Value | Detection | < | 0.2 |  | ng/ml
Total HM-digest-Txt_ICP-OES_0.04mgL_XMN | 1 | R | Mg | Raw Value | Detection | < | 0.2 |  | ng/ml
Total HM-digest-Txt_ICP-OES_0.04mgL_XMN | 1 | R | Mo | Raw Value | Detection | < | 0.2 |  | ng/ml
Total HM-digest-Txt_ICP-OES_0.04mgL_XMN | 1 | R | K | Raw Value | Detection | < | 0.2 |  | ng/ml
Total HM-digest-Txt_ICP-OES_0.04mgL_XMN | 1 | R | Se | Raw Value | Detection | < | 0.2 |  | ng/ml
Total HM-digest-Txt_ICP-OES_0.04mgL_XMN | 1 | R | Zn | Raw Value | Detection | < | 0.2 |  | ng/ml
Total HM-digest-Txt_ICP-OES_0.04mgL_XMN | 1 | R | Sn | Raw Value | Detection | < | 0.2 |  | ng/ml
Total HM-digest-Txt_ICP-OES_0.04mgL_XMN | 1 | R | Na | Raw Value | Detection | < | 0.2 |  | ng/ml
Total HM-digest-Txt_ICP-OES_0.04mgL_XMN | 1 | R | Ag | Raw Value | Detection | < | 0.2 |  | ng/ml
Total HM-digest-Txt_ICP-OES_0.04mgL_XMN | 1 | R | V | Raw Value | Detection | < | 0.2 |  | ng/ml
Total HM-digest-Txt_ICP-OES_0.04mgL_XMN | 1 | R | Be | Raw Value | Detection | < | 0.2 |  | ng/ml
Total HM-digest-Txt_ICP-OES_0.04mgL_XMN | 1 | R | Li | Raw Value | Detection | < | 0.2 |  | ng/ml
Total HM-digest-Txt_ICP-OES_0.04mgL_XMN | 1 | R | Tl | Raw Value | Detection | < | 0.2 |  | ng/ml
Total HM-digest-Txt_ICP-OES_0.04mgL_XMN | 1 | R | Si | Raw Value | Detection | < | 0.2 |  | ng/ml
Total HM-digest-Txt_ICP-OES_0.04mgL_XMN | 1 | R | Sr | Raw Value | Detection | < | 0.2 |  | ng/ml
Total HM-digest-Txt_ICP-OES_0.04mgL_XMN | 1 | R | Ta | Raw Value | Detection | < | 0.2 |  | ng/ml
Total HM-digest-Txt_ICP-OES_0.04mgL_XMN | 1 | R | B | Raw Value | Detection | < | 0.2 |  | ng/ml
Total HM-digest-Txt_ICP-OES_0.04mgL_XMN | 1 | R | Pt | Raw Value | Detection | < | 0.2 |  | ng/ml
Total HM-digest-Txt_ICP-OES_0.04mgL_XMN | 1 | R | Hf | Raw Value | Detection | < | 0.2 |  | ng/ml
Total Metals Leather_ICP-OES_0.04mgL_XMN | 1 | R | Al | Raw Value | Detection | < | 0.2 |  | ng/ml
Total Metals Leather_ICP-OES_0.04mgL_XMN | 1 | R | Sb | Raw Value | Detection | < | 0.2 |  | ng/ml
Total Metals Leather_ICP-OES_0.04mgL_XMN | 1 | R | Cd | Raw Value | Detection | < | 0.2 |  | ng/ml
Total Metals Leather_ICP-OES_0.04mgL_XMN | 1 | R | As | Raw Value | Detection | < | 0.2 |  | ng/ml
Total Metals Leather_ICP-OES_0.04mgL_XMN | 1 | R | Cr | Raw Value | Detection | < | 0.2 |  | ng/ml
Total Metals Leather_ICP-OES_0.04mgL_XMN | 1 | R | Pb | Raw Value | Detection | < | 0.2 |  | ng/ml
Total Metals Leather_ICP-OES_0.04mgL_XMN | 1 | R | Co | Raw Value | Detection | < | 0.2 |  | ng/ml
Total Metals Leather_ICP-OES_0.04mgL_XMN | 1 | R | Cu | Raw Value | Detection | < | 0.2 |  | ng/ml
Total Metals Leather_ICP-OES_0.04mgL_XMN | 1 | R | Ti | Raw Value | Detection | < | 0.2 |  | ng/ml
Total Metals Leather_ICP-OES_0.04mgL_XMN | 1 | R | Zr | Raw Value | Detection | < | 0.2 |  | ng/ml
Total Metals Leather_ICP-OES_0.04mgL_XMN | 1 | R | Ni | Raw Value | Detection | < | 0.2 |  | ng/ml
Total Metals Leather_ICP-OES_0.04mgL_XMN | 1 | R | Ba | Raw Value | Detection | < | 0.2 |  | ng/ml
Total Metals Leather_ICP-OES_0.04mgL_XMN | 1 | R | Ca | Raw Value | Detection | < | 0.2 |  | ng/ml
Total Metals Leather_ICP-OES_0.04mgL_XMN | 1 | R | Fe | Raw Value | Detection | < | 0.2 |  | ng/ml
Total Metals Leather_ICP-OES_0.04mgL_XMN | 1 | R | Mn | Raw Value | Detection | < | 0.2 |  | ng/ml
Total Metals Leather_ICP-OES_0.04mgL_XMN | 1 | R | Mg | Raw Value | Detection | < | 0.2 |  | ng/ml
Total Metals Leather_ICP-OES_0.04mgL_XMN | 1 | R | Mo | Raw Value | Detection | < | 0.2 |  | ng/ml
Total Metals Leather_ICP-OES_0.04mgL_XMN | 1 | R | K | Raw Value | Detection | < | 0.2 |  | ng/ml
Total Metals Leather_ICP-OES_0.04mgL_XMN | 1 | R | Se | Raw Value | Detection | < | 0.2 |  | ng/ml
Total Metals Leather_ICP-OES_0.04mgL_XMN | 1 | R | Zn | Raw Value | Detection | < | 0.2 |  | ng/ml
Total Metals Leather_ICP-OES_0.04mgL_XMN | 1 | R | Sn | Raw Value | Detection | < | 0.2 |  | ng/ml
Total Metals Leather_ICP-OES_0.04mgL_XMN | 1 | R | Na | Raw Value | Detection | < | 0.2 |  | ng/ml
Total Metals Leather_ICP-OES_0.04mgL_XMN | 1 | R | Ag | Raw Value | Detection | < | 0.2 |  | ng/ml
Total Metals Leather_ICP-OES_0.04mgL_XMN | 1 | R | V | Raw Value | Detection | < | 0.2 |  | ng/ml
Total Metals Leather_ICP-OES_0.04mgL_XMN | 1 | R | Be | Raw Value | Detection | < | 0.2 |  | ng/ml
Total Metals Leather_ICP-OES_0.04mgL_XMN | 1 | R | Li | Raw Value | Detection | < | 0.2 |  | ng/ml
Total Metals Leather_ICP-OES_0.04mgL_XMN | 1 | R | Tl | Raw Value | Detection | < | 0.2 |  | ng/ml
Total Metals Leather_ICP-OES_0.04mgL_XMN | 1 | R | Si | Raw Value | Detection | < | 0.2 |  | ng/ml
Total Metals Leather_ICP-OES_0.04mgL_XMN | 1 | R | Sr | Raw Value | Detection | < | 0.2 |  | ng/ml
Total Metals Leather_ICP-OES_0.04mgL_XMN | 1 | R | Ta | Raw Value | Detection | < | 0.2 |  | ng/ml
Total Metals Leather_ICP-OES_0.04mgL_XMN | 1 | R | B | Raw Value | Detection | < | 0.2 |  | ng/ml
Total Metals Leather_ICP-OES_0.04mgL_XMN | 1 | R | Pt | Raw Value | Detection | < | 0.2 |  | ng/ml
Total Metals Leather_ICP-OES_0.04mgL_XMN | 1 | R | Hf | Raw Value | Detection | < | 0.2 |  | ng/ml
Dimethylfumarate_GC-MS_10µgl_XMN | 1 | R | DMFu | Raw Value | Detection | < | 5 |  | ng/ml
Total HM-digest-Txt_ICP-OES_0.04mgL_XMN | 1 | R | Hg | Raw Value | Detection | < | 0.05 |  | ng/ml
Total Metals Leather_ICP-OES_0.04mgL_XMN | 1 | R | Hg | Raw Value | Detection | < | 0.01 |  | ng/ml

## Parameters
A Parameter identifies the specific item for which you collect data or information. For example, if measuring a cube, Height, Width and Depth would be each of the parameters that identify the size.
Parameter ID | Description | CAS Number | Report Name | Analyste Full Name
(Phthalato(2-))dioxotrilead | (Phthalato(2-))dioxotrilead | 69011-06-9 | [Phthalato(2-)]dioxotrilead | [Phthalato(2-)]dioxotrilead
1,1,1,2-Tetrachloroethane | 1,1,1,2-Tetrachloroethane | 630-20-6 | 1,1,1,2-Tetrachloroethane | 1,1,1,2-Tetrachloroethane
1,1,1-Trichloroethane | 1,1,1-Trichloroethane | 71-55-6 | 1,1,1-Trichloroethane | 1,1,1-Trichloroethane
1,1,2-Trichloroethane | 1,1,2-Trichloroethane | 79-00-5 | 1,1,2-Trichloroethane | 1,1,2-Trichloroethane
1,1-Dichloroethene | 1,1-Dichloroethene | 75-35-4 | 1,1-Dichloroethene | 1,1-Dichloroethene
1,2,3,4-Tetrachlorobenzene | 1,2,3,4-Tetrachlorobenzene | 634-66-2 | 1,2,3,4-Tetrachlorobenzene | 1,2,3,4-Tetrachlorobenzene
1,2,3,5-Tetrachlorobenzene | 1,2,3,5-Tetrachlorobenzene | 634-90-2 | 1,2,3,5-Tetrachlorobenzene | 1,2,3,5-Tetrachlorobenzene
1,2,3-Trichlorobenzene | 1,2,3-Trichlorobenzene | 87-61-6 | 1,2,3-Trichlorobenzene | 1,2,3-Trichlorobenzene
1,2,3-Trichlorpropane | 1,2,3-Trichlorpropane | 96-18-4 | 1,2,3-Trichlorpropane | 1,2,3-Trichlorpropane
1,2,4,5-Tetrachlorobenzene | 1,2,4,5-Tetrachlorobenzene | 95-94-3 | 1,2,4,5-Tetrachlorobenzene | 1,2,4,5-Tetrachlorobenzene
1,2,4-Trichlorobenzene | 1,2,4-Trichlorobenzene | 120-82-1 | 1,2,4-Trichlorobenzene | 1,2,4-Trichlorobenzene
1,2-Dichlorobenzene | 1,2-Dichlorobenzene | 95-50-1 | 1,2-Dichlorobenzene | 1,2-Dichlorobenzene
1,2-Dichloroethane | 1,2-Dichloroethane | 107-06-2 | 1,2-Dichloroethane | 1,2-Dichloroethane
1,2-Diethoxyethane | 1,2-Diethoxyethane | 629-14-1 | 1,2-Diethoxyethane | 1,2-Diethoxyethane
1,3,5-Trichlorobenzene | 1,3,5-Trichlorobenzene | 108-70-3 | 1,3,5-Trichlorobenzene | 1,3,5-Trichlorobenzene
1,3,5-Trimethylbenzene | Mesitylene | 108-67-8 | 1,3,5-Trimethylbenzene | 1,3,5-Trimethylbenzene
1,3-Dichlorobenzene | 1,3-Dichlorobenzene | 541-73-1 | 1,3-Dichlorobenzene | 1,3-Dichlorobenzene
1,3-Propanesultone | 1,3-Propanesultone | 1120-71-4 | 1,3-Propanesultone | 1,3-Propanesultone
1,4-Dichlorobenzene | 1,4-Dichlorobenzene | 106-46-7 | 1,4-Dichlorobenzene | 1,4-Dichlorobenzene
10:2 FTOH | 1H,1H,2H,2H-Perfluoro-1-dodecanol | 865-86-1 | 1H,1H,2H,2H-Perfluoro-1-dodecanol | 1H,1H,2H,2H-Perfluoro-1-dodecanol
1-Bromopropane (n-propyl bromide) | 1-Bromopropane (n-propyl bromide) | 106-94-5 | 1-Bromopropane (n-propyl bromide) | 1-Bromopropane (n-propyl bromide)
1-Methyl-2-pyrrolidone | N-Methyl-2-pyrrolidone | 872-50-4 | 1-Methyl-2-pyrrolidone | 1-Methyl-2-pyrrolidone
1-Methylpyrene | 1-Methylpyrene | 2381-21-7 | 1-Methylpyrene | 1-Methylpyrene
1-Phenoxypropan-2-ol | 1-Phenoxypropan-2-ol | 770-35-4 | 1-Phenoxypropan-2-ol | 1-Phenoxypropan-2-ol
2-(2-Methoxyethoxy)ethanol | DEGME | 111-77-3 | 2-(2-Methoxyethoxy)ethanol | 2-(2-Methoxyethoxy)ethanol
2,2,3,4,4,5,5-Heptachlorobiphenyl | 2,2,3,4,4,5,5-Heptachlorobiphenyl | 35065-29-3 | 2,2',3,4,4',5,5'-Heptachlorobiphenyl | 2,2',3,4,4',5,5'-Heptachlorobiphenyl
2,2,3,4,4,5-Hexachlorobiphenyl | 2,2,3,4,4,5-Hexachlorobiphenyl | 35065-28-2 | 2,2',3,4,4',5'-Hexachlorobiphenyl | 2,2',3,4,4',5'-Hexachlorobiphenyl
2,2,4,4,5,5-Hexachlorobiphenyl | 2,2,4,4,5,5-Hexachlorobiphenyl | 35065-27-1 | 2,2',4,4',5,5'-Hexachlorobiphenyl | 2,2',4,4',5,5'-Hexachlorobiphenyl
2,2,4,5,5-Pentachlorobiphenyl | 2,2,4,5,5-Pentachlorobiphenyl | 37680-73-2 | 2,2',4,5,5'-Pentachlorobiphenyl | 2,2',4,5,5'-Pentachlorobiphenyl
2,2,5,5-Tetrachlorobiphenyl | 2,2,5,5-Tetrachlorobiphenyl | 35693-99-3 | 2,2',5,5'-Tetrachlorobiphenyl | 2,2',5,5'-Tetrachlorobiphenyl
2,2-Dichloro-4,4-methylenedianiline | 2,2-Dichloro-4,4-methylenedianiline | 101-14-4 | 2,2'-Dichloro-4,4'-methylene-dianiline | 2,2'-Dichloro-4,4'-methylene-dianiline (15)
2,3- and 3,4-Dichlorotoluene (Sum) | 2,3- and 3,4-Dichlorotoluene (Sum) |  | 2,3- and 3,4-Dichlorotoluene (Sum) | 2,3- and 3,4-Dichlorotoluene (Sum)
2,3,4,5-Tetrachlorophenol | 2,3,4,5-Tetrachlorophenol | 4901-51-3 | 2,3,4,5-Tetrachlorophenol | 2,3,4,5-Tetrachlorophenol
2,3,4,5-Tetrachlorotoluene | 2,3,4,5-Tetrachlorotoluene | 76057-12-0 | 2,3,4,5-Tetrachlorotoluene | 2,3,4,5-Tetrachlorotoluene
2,3,4,6-Tetrachlorophenol | 2,3,4,6-Tetrachlorophenol | 58-90-2 | 2,3,4,6-Tetrachlorophenol | 2,3,4,6-Tetrachlorophenol
2,3,4,6-Tetrachlorotoluene | 2,3,4,6-Tetrachlorotoluene | 875-40-1 | 2,3,4,6-Tetrachlorotoluene | 2,3,4,6-Tetrachlorotoluene
2,3,4-Trichlorophenol | 2,3,4-Trichlorophenol | 15950-66-0 | 2,3,4-Trichlorophenol | 2,3,4-Trichlorophenol
2,3,5,6-Tetrachlorophenol | 2,3,5,6-Tetrachlorophenol | 935-95-5 | 2,3,5,6-Tetrachlorophenol | 2,3,5,6-Tetrachlorophenol
2,3,5,6-Tetrachlorotoluene | 2,3,5,6-Tetrachlorotoluene | 29733-70-8 | 2,3,5,6-Tetrachlorotoluene | 2,3,5,6-Tetrachlorotoluene
2,3,5-Trichlorophenol | 2,3,5-Trichlorophenol | 933-78-8 | 2,3,5-Trichlorophenol | 2,3,5-Trichlorophenol
2,3,6-Trichlorophenol | 2,3,6-Trichlorophenol | 933-75-5 | 2,3,6-Trichlorophenol | 2,3,6-Trichlorophenol
2,3,6-Trichlorotoluene | 2,3,6-Trichlorotoluene | 2077-46-5 | 2,3,6-Trichlorotoluene | 2,3,6-Trichlorotoluene
2,3-Dichlorophenol | 2,3-Dichlorophenol | 576-24-9 | 2,3-Dichlorophenol | 2,3-Dichlorophenol
2,3-Dichlorotoluene | 2,3-Dichlorotoluene | 32768-54-0 | 2,3-Dichlorotoluene | 2,3-Dichlorotoluene
2,4- and 2,5-Dichlorophenol (Sum) | 2,4- and 2,5-Dichlorophenol (Sum) |  | 2,4- and 2,5-Dichlorophenol (Sum) | 2,4- and 2,5-Dichlorophenol (Sum)
2,4,4-Trichlorobiphenyl | 2,4,4-Trichlorobiphenyl | 7012-37-5 | 2,4,4'-Trichlorobiphenyl | 2,4,4'-Trichlorobiphenyl
2,4,5-T | 2,4,5-Trichlorophenoxyacetic acid | 93-76-5 | 2,4,5-Trichlorophenoxyacetic acid (2,4,5-T) | 2,4,5-Trichlorophenoxyacetic acid
2,4,5-Trichlorophenol | 2,4,5-Trichlorophenol | 95-95-4 | 2,4,5-Trichlorophenol | 2,4,5-Trichlorophenol
2,4,5-Trichlorotoluene | 2,4,5-Trichlorotoluene | 6639-30-1 | 2,4,5-Trichlorotoluene | 2,4,5-Trichlorotoluene
2,4,5-Trimethylaniline | 2,4,5-Trimethylaniline | 137-17-7 | 2,4,5-Trimethylaniline | 2,4,5-Trimethylaniline (20)
2,4,5-Trimethylaniline HCl | 2,4,5-Trimethylaniline HCl | 21436-97-5 | 2,4,5-Trimethylaniline hydrochloride | 2,4,5-Trimethylaniline HCl
2,4,6-Trichlorophenol | 2,4,6-Trichlorophenol | 88-06-2 | 2,4,6-Trichlorophenol | 2,4,6-Trichlorophenol
2,4-D | 2,4-Dichlorophenoxyacetic acid | 94-75-7 | 2,4-Dichlorophenoxyacetic acid (2,4-D) | 2,4-Dichlorophenoxyacetic acid
2,4-DB | 4-(2,4-Dichlorophenoxy)butyric acid | 94-82-6 | 2,4-DB | 4-(2,4-Dichlorophenoxy)butyric acid
2,4-Diaminoanisole | 2,4-Diaminoanisole | 615-05-4 | 2,4-Diaminoanisole | 2,4-Diaminoanisole (8)
2,4-Diaminoanisole sulphate | 2,4-Diaminoanisole sulphate | 39156-41-7 | 2,4-Diaminoanisole sulphate | 2,4-Diaminoanisole sulphate
2,4-Diaminotoluene | 2,4-Diaminotoluene | 95-80-7 | 2,4-Diaminotoluene | 2,4-Diaminotoluene (19)
2,4-Dichlorophenol | 2,4-Dichlorophenol | 120-83-2 | 2,4-Dichlorophenol | 2,4-Dichlorophenol
2,4-Dichlorotoluene | 2,4-Dichlorotoluene | 95-73-8 | 2,4-Dichlorotoluene | 2,4-Dichlorotoluene
2,4-Dinitrotoluene | 2,4-Dinitrotoluene | 121-14-2 | 2,4-Dinitrotoluene | 2,4-Dinitrotoluene
2,4-Xylidine | 2,4-Xylidine | 95-68-1 | 2,4-Xylidine | 2,4-Dimethylaniline / 2,4-Xylidin
2,5- and 2,6-Dichlorotoluene (Sum) | 2,5- and 2,6-Dichlorotoluene (Sum) |  | 2,5- and 2,6-Dichlorotoluene (Sum) | 2,5- and 2,6-Dichlorotoluene (Sum)
2,5-Dichlorophenol | 2,5-Dichlorophenol | 583-78-8 | 2,5-Dichlorophenol | 2,5-Dichlorophenol
2,5-Dichlorotoluene | 2,5-Dichlorotoluene | 19398-61-9 | 2,5-Dichlorotoluene | 2,5-Dichlorotoluene
2,6-Dichlorophenol | 2,6-Dichlorophenol | 87-65-0 | 2,6-Dichlorophenol | 2,6-Dichlorophenol
2,6-Dichlorotoluene | 2,6-Dichlorotoluene | 118-69-4 | 2,6-Dichlorotoluene | 2,6-Dichlorotoluene
2,6-Dimethylphenol | 2,6-Dimethylphenol | 576-26-1 | 2,6-Dimethylphenol | 2,6-Dimethylphenol
2,6-Xylidine | 2,6-Xylidine | 87-62-7 | 2,6-Xylidine | 2,6-Dimethylaniline / 2,6-Xylidin
2-Chloro-5-methylphenol | 2-Chloro-5-methylphenol | 615-74-7 | 2-Chloro-5-methylphenol | 2-Chloro-5-methylphenol
2-Chlorophenol | 2-Chlorophenol | 95-57-8 | 2-Chlorophenol | 2-Chlorophenol
2-Chlorotoluene | 2-Chlorotoluene | 95-49-8 | 2-Chlorotoluene | 2-Chlorotoluene
2-Ethoxyethanol | 2-Ethoxyethanol | 110-80-5 | 2-Ethoxyethanol | 2-Ethoxyethanol
2-Ethoxyethyl acetate | 2-Ethoxyethyl acetate | 111-15-9 | 2-Ethoxyethyl acetate | 2-Ethoxyethyl acetate
2-MBT | 2-MBT | 149-30-4 | 2-Mercaptobenzothiazole | 2-Mercaptobenzothiazole
2-Methoxyethanol | 2-Methoxyethanol | 109-86-4 | 2-Methoxyethanol | 2-Methoxyethanol
2-Methoxyethyl acetate | 2-Methoxyethyl acetate | 110-49-6 | 2-Methoxyethyl acetate | 2-Methoxyethyl acetate
2-Methoxypropyl acetate | 2-Methoxypropyl acetate | 70657-70-4 | 2-Methoxypropyl acetate | 2-Methoxypropyl acetate
2-Methylphenol | 2-Methylphenol | 95-48-7 | 2-Methylphenol | 2-Methylphenol
2-Naphthylamine | 2-Naphthylamine | 91-59-8 | 2-Naphthylamine | 2-Naphthylamine (4)
2-Naphtylammonium acetate | 2-Naphtylammonium acetate | 553-00-4 | 2-Naphtylammonium acetate | 2-Naphtylammonium acetate
2-Phenoxyethanol | 2-Phenoxyethanol | 122-99-6 | 2-Phenoxyethanol | 2-Phenoxyethanol
2-Phenyl-2-propanol | 2-Phenyl-2-propanol | 617-94-7 | 2-Phenyl-2-propanol | 2-Phenyl-2-propanol
3,3-Dichlorobenzidine | 3,3-Dichlorobenzidine | 91-94-1 | 3,3'-Dichlorobenzidine | 3,3'-Dichlorobenzidine (10)
3,3-Dimethoxybenzidine | 3,3-Dimethoxybenzidine | 119-90-4 | 3,3'-Dimethoxybenzidine | 3,3'-Dimethoxybenzidine (11)
3,3-Dimethylbenzidine | 3,3-Dimethylbenzidine | 119-93-7 | 3,3’-Dimethylbenzidine | 3,3’-Dimethylbenzidine (12)
3,4,5-Trichlorophenol | 3,4,5-Trichlorophenol | 609-19-8 | 3,4,5-Trichlorophenol | 3,4,5-Trichlorophenol
3,4-Dichlorophenol | 3,4-Dichlorophenol | 95-77-2 | 3,4-Dichlorophenol | 3,4-Dichlorophenol
3,4-Dichlorotoluene | 3,4-Dichlorotoluene | 95-75-0 | 3,4-Dichlorotoluene | 3,4-Dichlorotoluene
3,5-Dichlorobenzoic acid | 3,5-Dichlorobenzoic acid | 51-36-5 | 3,5-Dichlorobenzoic acid | 3,5-Dichlorobenzoic acid
3,5-Dichlorophenol | 3,5-Dichlorophenol | 591-35-5 | 3,5-Dichlorophenol | 3,5-Dichlorophenol
3-Benzylidene camphor | 3-Benzylidene camphor | 15087-24-8 | 1,7,7-trimethyl-3-(phenylmethylene)bicyclo[2.2.1]heptan-2-one (3-benzylidene camphor) | 1,7,7-trimethyl-3-(phenylmethylene)bicyclo[2.2.1]heptan-2-one (3-benzylidene camphor)
3-Chlorophenol | 3-Chlorophenol | 108-43-0 | 3-Chlorophenol | 3-Chlorophenol
3-Chlorotoluene | 3-Chlorotoluene | 108-41-8 | 3-Chlorotoluene | 3-Chlorotoluene
3-lodo-2-propynyl butylcarbamate | 3-lodo-2-propynyl butylcarbamate(IPBC) | 55406-53-6 | 3-lodo-2-propynyl butylcarbamate(IPBC) | 3-lodo-2-propynyl butylcarbamate(IPBC)
3-Methylphenol | 3-Methylphenol | 108-39-4 | 3-Methylphenol | 3-Methylphenol
3rd Thread | 3rd Thread |  | 3rd Thread | 3rd Thread
4,4(1,3-Dimethylbutylidene)diphenol | 2,2-bis(4-hydroxyphenyl)-4-methylpentane | 6807-17-6 | 2,2-bis(4'-hydroxyphenyl)-4-methylpentane | 2,2-bis(4'-hydroxyphenyl)-4-methylpentane
4,4-Methylenedianiline | 4,4-Methylenedianiline | 101-77-9 | 4,4'-Methylenedianiline | 4,4'-Methylenedianiline (9)
4,4-Methylenedi-o-toluidine | 4,4-Methylenedi-o-toluidine | 838-88-0 | 4,4’-Methylenedi-o-toluidine | 4,4’-Methylenedi-o-toluidine (13)
4,4-Oxydianiline | 4,4-Oxydianiline | 101-80-4 | 4,4'-Oxydianiline | 4,4'-Oxydianiline (16)
4,4-Thiodianiline | 4,4-Thiodianiline | 139-65-1 | 4,4'-Thiodianiline | 4,4'-Thiodianiline (17)
4:2 FTOH | 1H,1H,2H,2H-Perfluoro-1-hexanol | 2043-47-2 | 1H,1H,2H,2H-Perfluoro-1-hexanol | 1H,1H,2H,2H-Perfluoro-1-hexanol
4-Aminoazobenzene | 4-Aminoazobenzene | 60-09-3 | 4-Aminoazobenzene | p-Phenylazoaniline / 4-Aminoazobenzene / Solvent Yellow 1
4-Aminobiphenyl | 4-Aminobiphenyl | 92-67-1 | 4-Aminobiphenyl | 4-Aminobiphenyl (1)
4-Chloro-2-methylphenol | 4-Chloro-2-methylphenol | 1570-64-5 | 4-Chloro-2-methylphenol | 4-Chloro-2-methylphenol
4-Chloroaniline | 4-Chloroaniline | 106-47-8 | 4-Chloroaniline | 4-Chloroaniline (7)
4-Chloro-o-toluidine | 4-Chloro-o-toluidine | 95-69-2 | 4-Chloro-o-toluidine | 4-Chloro-o-toluidine (3)
4-Chloro-o-toluidine HCl | 4-Chloro-o-toluidine HCl | 3165-93-3 | 4-Chloro-o-toluidine hydrochloride | 4-Chloro-o-toluidine HCl
4-Chlorophenol | 4-Chlorophenol | 106-48-9 | 4-Chlorophenol | 4-Chlorophenol
4-Chlorotoluene | 4-Chlorotoluene | 106-43-4 | 4-Chlorotoluene | 4-Chlorotoluene
4-Heptyl phenol | OP | 1987-50-4 | 4-Heptyl phenol | 4-Heptyl phenol
4-Heptylphenol | 4-Heptylphenol, branched and linear | TUV0026 | 4-Heptylphenol, branched and linear | 4-Heptylphenol, branched and linear
4-Methylphenol | 4-Methylphenol | 106-44-5 | 4-Methylphenol | 4-Methylphenol
4-Nitrobiphenyl | 4-Nitrobiphenyl | 92-93-3 | 4-Nitrobiphenyl | 4-Nitrobiphenyl
4-Nitrophenol | 4-Nitrophenol | 100-02-1 | 4-Nitrophenol | 4-Nitrophenol
4-n-Nonylphenol | NP | 104-40-5/25154-52-3 | Nonyl Phenols | Nonyl Phenols
4-n-Octylphenol | 4-n-Octylphenol | 1806-26-4 | 4-n-Octylphenol | 4-n-Octylphenol
4-Nonylphenol | also reported as CAS 25154-52-3 | 84852-15-3 | 4-Nonylphenol | 4-Nonylphenol (mixture of isomers)
4-Nonylphenol ethoxylate | 4-Nonylphenol ethoxylate | 9016-45-9/26027-38-3 | 4-Nonylphenol ethoxylate | 4-Nonylphenol ethoxylate
4-n-pentyl phenol | OP | 14938-35-3 | 4-n-pentyl phenol | 4-n-pentyl phenol
4-tert-butylphenol | 4-tert-butylphenol | 98-54-4 | 4-tert-butylphenol | 4-tert-butylphenol
4-tert-Octylphenol | also reported as CAS 27193-28-8 | 140-66-9 | 4-tert-Octylphenol | 4-tert-Octylphenol
5-Bromo-5-nitro-1,3-dioxane | 5-Bromo-5-nitro-1,3-dioxane(Bronidox) | 30007-47-7 | 5-Bromo-5-Nitro-1,3-dioxane(Bronidox)** | 5-Bromo-5-Nitro-1,3-dioxane(Bronidox)**
5-Chloro-2-methylphenol | 5-Chloro-2-methylphenol | 5306-98-9 | 5-Chloro-2-methylphenol | 5-Chloro-2-methylphenol
5-Hydroxydicamba | 5-Hydroxydicamba | 7600-50-2 | 5-Hydroxydicamba | 5-Hydroxydicamba
5-Methylchrysene | 5-Methylchrysene | 3697-24-3 | 5-Methylchrysene | 5-Methylchrysene
5-Nitro-o-toluidine | 5-Nitro-o-toluidine | 99-55-8 | 5-Nitro-o-toluidine | 5-Nitro-o-toluidine (6)
6:2 FTOH | 1H,1H,2H,2H-Perfluoro-1-octanol | 647-42-7 | 1H,1H,2H,2H-Perfluoro-1-octanol | 1H,1H,2H,2H-Perfluoro-1-octanol
8:2 FTA | 1H,1H,2H,2H-Perfluorodecyl-acrylate | 27905-45-9 | 1H,1H,2H,2H-Perfluorodecyl-acrylate | 1H,1H,2H,2H-Perfluorodecyl-acrylate
8:2 FTMA | 1H,1H,2H,2H-Perfluorodecyl-methacrylate | 1996-88-9 | 1H,1H,2H,2H-Perfluorodecyl-methacrylate | 1H,1H,2H,2H-Perfluorodecyl-methacrylate
8:2 FTOH | 1H,1H,2H,2H-Perfluoro-1-decanol | 678-39-7 | 1H,1H,2H,2H-Perfluoro-1-decanol | 1H,1H,2H,2H-Perfluoro-1-decanol
8:2 FTS | 1H,1H,2H,2H-Perfluorodecane sulfonic acid | 39108-34-4 | 1H,1H,2H,2H-Perfluorodecane sulfonic acid | 1H,1H,2H,2H-Perfluorodecane sulfonic acid
a,a,2,4-Tetrachlorotoluene | a,a,2,4-Tetrachlorotoluene | 134-25-8 | α,α,2,4-Tetrachlorotoluene | α,α,2,4-Tetrachlorotoluene
a,a,2,6-Tetrachlorotoluene | a,a,2,6-Tetrachlorotoluene | 81-19-6 | α,α,2,6-Tetrachlorotoluene | α,α,2,6-Tetrachlorotoluene / 1,3-Dichloro-2-(dichloromethyl)benzene
a,a,a,4-Tetrachlorotoluene | a,a,a,4-Tetrachlorotoluene | 5216-25-1 | α,α,α,4-Tetrachlorotoluene | α,α,α,4-Tetrachlorotoluene / p-Chlorobenzotrichloride
a,a,a-Trichlorotoluene | a,a,a-Trichlorotoluene | 98-07-7 | α,α,α-Trichlorotoluene | α,α,α-Trichlorotoluene, Benzotrichloride
Abrasion Resistance Avg | Lace to Lace Abrasion Resistance |  | Abrasion Resistance - Lace to Lace | Abrasion Resistance - Lace to Lace
Acenaphthene | Acenaphthene | 83-32-9 | Acenaphthene | Acenaphthene
Acenaphthylene | Acenaphthylene | 208-96-8 | Acenaphthylene | Acenaphthylene
Acetic acid, lead salt, basic | Acetic acid, lead salt, basic | 51404-69-4 | Acetic acid, lead salt, basic | Acetic acid, lead salt, basic
Acetone | Acetone | 67-64-1 | Acetone | Acetone
Acetophenone | Acetophenone | 98-86-2 | Acetophenone | Acetophenone
a-Chlorotoluene | a-Chlorotoluene | 100-44-7 | α-Chlorotoluene | α-Chlorotoluene / Benzyl chloride
Acid Red 114 | Acid Red 114 | 6459–9-5 | Acid Red 114 | Acid Red 114
Acid Red 26 | Acid Red 26 | 3761-53-3 | Acid Red 26 | Acid Red 26
Acid Violet 49 | Acid Violet 49 | 1694-09-3 | Acid Violet 49 | Acid Violet 49
Acids from CrO3 and oligomers | Acids from CrO3 and oligomers | 7738-94-5/ 13530-68-2 | Acids generated from chromium trioxide and their oligomers. | Acids generated from chromium trioxide and their oligomers.
Acifluorfen | Acifluorfen | 50594-66-6 | Acifluorfen | Acifluorfen
Acrylamide | Acrylamide | 79-06-1 | Acrylamide | Acrylamide
Acrylonitrile | Acrylonitrile | 107-13-1 | Acrylonitrile | Acrylonitrile
a-Endosulfan | α-Endosulfan | 959-98-8 | α-Endosulfan | α-Endosulfan
Ag | Ag | 7440-22-4 | Silver | Silver
AgCl deposited on titanium dioxide | AgCl deposited on titanium dioxide |  | Silver Chloride deposited on titanium dioxide* | Silver Chloride deposited on titanium dioxide*
a-HCH | α-Hexachlorcylohexane | 319-84-6 | α-Hexachlorcylohexane | α-Hexachlorcylohexane
Al | Al | 7429-90-5 | Aluminium | Aluminium
Aldrine | Aldrine | 309-00-2 | Aldrine | Aldrine
Aliphatic alkanes | Aliphatic alkanes (e.g. Octacosan) | - | Aliphatic alkanes | Aliphatic alkanes
Aluminosilicate Ceramic Fibres | Aluminosilicate Ceramic Fibres | TUV0031 | Aluminosilicate Refractory Ceramic Fibres | Aluminosilicate Refractory Ceramic Fibres
Ammonium dichromate | Ammonium dichromate | 2151163 | Ammonium dichromate | Ammonium dichromate
Aniline | Aniline | 62-53-3 | Aniline | Aniline
Aniline hydrochloride | Aniline hydrochloride | 142-04-1 | Aniline hydrochloride | Aniline hydrochloride
Anthanthrene | Anthanthrene | 191-26-4 | Anthanthrene | Anthanthrene
Anthracene | Anthracene | 120-12-7 | Anthracene | Anthracene
Anthracene oil | Anthracene oil | 90640-80-5 | Anthracene oil | Anthracene oil
Anthracene oil, anthracene paste | Anthracene oil, anthracene paste | 90640-81-6 | Anthracene oil, anthracene paste | Anthracene oil, anthracene paste
Anthracene oil, anthracene-low | Anthracene oil, anthracene-low | 90640-82-7 | Anthracene oil, anthracene-low | Anthracene oil, anthracene-low
Anthracene oil, paste, fraction | Anthracene oil, paste, fraction | 91995-15-2 | Anthracene oil, anthracene paste, anthracene fraction | Anthracene oil, anthracene paste, anthracene fraction
Anthracene oil, paste,distn. Lights | Anthracene oil, paste,distn. Lights | 91995-17-4 | Anthracene oil, anthracene paste,distn. Lights | Anthracene oil, anthracene paste,distn. Lights
APFO | Ammonium pentadecafluorooctanoate | 3825-26-1 | Ammonium pentadecafluorooctanoate | Ammonium pentadecafluorooctanoate
Arsenic acid | Arsenic acid | 7778-39-4 | Arsenic acid | Arsenic acid
As | As | 7440-38-2 | Arsenic | Arsenic
As Received | As Received |  | As Received | As Received
Avg weight of the blotter_delta | Avg weight of the blotter_delta |  | Avg weight of the blotter_delta | Avg weight of the blotter_delta
Avg_Water Pressue | Avg_Water Pressue |  | Avg_Water Pressue | Avg_Water Pressue
AvgSprlty_Pcntg_S | AvgSprlty_Pcntg_S |  | AvgSprlty_Pcntg_S | AvgSprlty_Pcntg_S
Azinophosethyl | Azinophosethyl | 2642-71-9 | Azinophosethyl | Azinophosethyl
Azinophosmethyl | Azinophosmethyl | 86-50-0 | Azinophosmethyl | Azinophosmethyl
B | B | 7440-42-8 | Boron | Boron
Ba | Ba | 7440-39-3 | Barium | Barium
Basic Blue 26 | Basic Blue 26 | 2580-56-5 | Basic Blue 26 | Basic Blue 26
Basic Green 4 | Basic Green 4 | 569-64-2 / 18015-76-4 | Basic Green 4 | Basic Green 4
Basic Red 9 | Basic Red 9 | 569-61-9 | Basic Red 9 | Basic Red 9
Basic Violet 1 | Basic Violet 1 | 8004-87-3 | Basic Violet 1 | Basic Violet 1
Basic Violet 14 | Basic Violet 14 | 632-99-5 | Basic Violet 14 | Basic Violet 14
Basic Violet 3 | Basic Violet 3 | 548-62-9 | Basic Violet 3 | Basic Violet 3
BBMP | 2,2-Bis(bromomethyl)propane-1,3-diol | 3296-90-0 | 2,2-Bis(bromomethyl)propane-1,3-diol | 2,2-Bis(bromomethyl)propane-1,3-diol
BBP | Benzylbutyl phthalate (BBP) | 85-68-7 | Benzylbutyl phthalate | Benzylbutyl phthalate (BBP)
BDBPP | Bis(2,3-dibromopropyl) phosphate (BDBPP) | 5412-25-9 | Bis(2,3-dibromopropyl) phosphate | Bis(2,3-dibromopropyl) phosphate
Be | Be | 7440-41-7 | Beryllium | Beryllium
BEH-TEBP | Bis(2-ethylhexyl)tetrabromo phthalate | 26040-51-7 | Bis(2-ethylhexyl)tetrabromo phthalate | Bis(2-ethylhexyl)tetrabromo phthalate
b-Endosulfan | β-Endosulfan | 33213-65-9 | β-Endosulfan | β-Endosulfan
Bentazon | Bentazon | 25057-89-0 | Bentazon | Bentazon
Benzene | Benzene | 71-43-2 | Benzene | Benzene
Benzethonium chloride | Benzethonium chloride(INN) | 121-54-0 | Benzethonium chloride(INN) | Benzethonium chloride(INN)
Benzidine | Benzidine | 92-87-5 | Benzidine | Benzidine (2)
Benzisothiazolinone | 1,2-Benzisothiazol-3(2H)-one, BIT | 2634-33-5 | Benzisothiazolinone | Benzisothiazolinone
Benzo(a)anthracene | Benzo(a)anthracene | 56-55-3 | Benzo[a]anthracene | Benzo[a]anthracene
Benzo(a)pyrene | Benzo(a)pyrene | 50-32-8 | Benzo[a]pyrene | Benzo[a]pyrene
Benzo(b)fluoranthene | Benzo(b)fluoranthene | 205-99-2 | Benzo[b]fluoranthene | Benzo[b]fluoranthene
Benzo(b)naphtho(2,1-d)thiophene | Benzo(b)naphtho(2,1-d)thiophene | 239-35-0 | Benzo[b]naphtho[2,1-d]thiophene | Benzo[b]naphtho[2,1-d]thiophene
Benzo(b+j)fluoranthene (Sum) | Benzo(b+j)fluoranthene (Sum) |  | Benzo(b+j)fluoranthene (Sum) | Benzo(b+j)fluoranthene (Sum)
Benzo(c)fluorene | Benzo(c)fluorene | 205-12-9 | Benzo[c]fluorene | Benzo[c]fluorene
Benzo(e)pyrene | Benzo(e)pyrene | 192-97-2 | Benzo[e]pyrene | Benzo[e]pyrene
Benzo(ghi)perylene | Benzo(ghi)perylene | 191-24-2 | Benzo[ghi]perylene | Benzo[ghi]perylene
Benzo(j)fluoranthene | Benzo(j)fluoranthene | 205-82-3 | Benzo[j]fluoranthene | Benzo[j]fluoranthene
Benzo(k)fluoranthene | Benzo(k)fluoranthene | 207-08-9 | Benzo[k]fluoranthene | Benzo[k]fluoranthene
Benzoic acid | Benzoic acid, salts and esters | 65-85-0 | Benzoic acid, salts and esters | Benzoic acid, salts and esters
Benzyl alcohol | Benzyl alcohol | 100-51-6 | Benzyl alcohol | Benzyl alcohol
Benzyloxymethanol | Benzyloxymethanol(Benzylhemiformal) | 14548-60-8 | Benzyloxymethanol(Benzylhemiformal)** | Benzyloxymethanol(Benzylhemiformal)**
b-HCH | β-Hexachlorcylohexane | 319-85-7 | β-Hexachlorcylohexane | β-Hexachlorcylohexane
Biphenyl-2-ol | biphenyl-2-ol and its salt |  | biphenyl-2-ol(o-phenylphenol) and its salt | biphenyl-2-ol(o-phenylphenol) and its salt
Bis(2-methoxyethyl) ether | Diglyme, Dimethoxydiglycol | 111-96-6 | Bis(2-methoxyethyl) ether | Bis(2-methoxyethyl) ether
Bisphenol A | Bisphenol A | 80-05-7 | Bisphenol A | Bisphenol A
Boric acid | Boric acid | 10043-35-3/ 11113-50-1 | Boric acid | Boric acid
BPDPP | tert-Butylphenyl diphenyl phosphate | 56803-37-3 | tert-Butylphenyl diphenyl phosphate | tert-Butylphenyl diphenyl phosphate
Br | Br | 7726-95-6 | Bromine | Bromine
Bromophos-ethyl | Bromophos-ethyl | 4824-78-6 | Bromophos-ethyl | Bromophos-ethyl
Bronopol | 2-Bromo-2-nitropropan-1,3-diol | 52-51-7 | Bronopol | Bronopol
b-TGIC | β-TGIC | 59653-74-6 | 1,3,5-tris[(2S and 2R)-2,3-epoxypropyl]-1,3,5-triazine-2,4,6-(1H,3H,5H)-trione (β-TGIC) | 1,3,5-tris[(2S and 2R)-2,3-epoxypropyl]-1,3,5-triazine-2,4,6-(1H,3H,5H)-trione (β-TGIC)
Burn code | Burn code |  | Burn code | Burn code
Butanone | Methyl ethyl ketone (MEK) | 78-93-3 | Butanone | Butanone
Butylated hydroxytoluene | 2,6-Di-tert-butyl-4-methylphenol | 128-37-0 | Butylated hydroxytoluene (BHT) | 2,6-Di-tert-butyl-4-methylphenol
Butylparaben | Butylparaben | 94-26-8 | Butylparaben | Butylparaben
C | C | 7440-44-0 | Carbon | Carbon
Ca | Ca | 7440-70-2 | Calcium | Calcium
Cadmium carbonate | Cadmium carbonate | 513-78-0 | Cadmium carbonate | Cadmium carbonate
Cadmium chloride | Cadmium chloride | 10108-64-2 | Cadmium chloride | Cadmium chloride
Cadmium fluoride | Cadmium fluoride | 7790-79-6 | Cadmium fluoride | Cadmium fluoride
Cadmium hydroxide | Cadmium hydroxide | 21041-95-2 | Cadmium hydroxide | Cadmium hydroxide
Cadmium nitrate | Cadmium nitrate | 10022-68-1/ 10325-94-7 | Cadmium nitrate | Cadmium nitrate
Cadmium oxide | Cadmium oxide | 1306-19-0 | Cadmium oxide | Cadmium oxide
Cadmium sulphate | Cadmium sulphate | 10124-36-4/ 31119-53-6 | Cadmium sulphate | Cadmium sulphate
Cadmium sulphide | Cadmium sulphide | 1306-23-6 | Cadmium sulphide | Cadmium sulphide
Calcium arsenate | Calcium arsenate | 7778-44-1 | Calcium arsenate | Calcium arsenate
Captafol | Captafol | 191906 | Captafol | Captafol
Carbaryl | Carbaryl | 63-25-2 | Carbaryl | Carbaryl
Carbon Disulphide | Carbon Disulphide | 75-15-0 | Carbon Disulphide | Carbon Disulphide
CAS: 143860-04-2 | CAS: 143860-04-2 | 143860-04-2 | 3-ethyl-2-methyl-2-(3-methylbutyl)-1,3-oxazolidine | 3-ethyl-2-methyl-2-(3-methylbutyl)-1,3-oxazolidine
Cd | Cd | 7440-43-9 | Cadmium | Cadmium
Chemical Parameter1 | Chemical Parameter1 | 40858 | Chemical Parameter1 | Chemical Parameter1
Chemical Parameter2 | Chemical Parameter2 | 22-22-22 | Chemical Parameter2 | Chemical Parameter2
Chemical Parameter3 | Chemical Parameter3 | 33-33-33 | Chemical Parameter3 | Chemical Parameter3
Chloramben | Chloramben | 133-90-4 | Chloramben | Chloramben
Chlordane | Chlordane | 57-74-9 | Chlordane | Chlordane
Chlordimeform | Chlordimeform | 6164-98-3 | Chlordimeform | Chlordimeform
Chlorfenvinphos | Chlorfenvinphos | 470-90-6 | Chlorfenvinphos | Chlorfenvinphos
Chloroacetamide | Chloroacetamide | 79-07-2 | Chloroacetamide | Chloroacetamide
Chlorobutanol | Chlorobutanol | 928-51-8 | Chlorobutanol | Chlorobutanol
Chlorothalonil | Chlorothalonil | 1897-45-6 | Chlorothalonil | Chlorothalonil
Chromium trioxide | Chromium trioxide | 1333-82-0 | Chromium trioxide | Chromium trioxide
Chrysene | Chrysene | 218-01-9 | Chrysene | Chrysene
Cl | Cl | 7782-50-5 | Chlorine | Chlorine
Claim content | Claim content |  | Claim content | Claim content
Class | Class |  | Class | Class
Classification Result | Classification Result |  | Classification Result | Classification Result
CMK | CMK | 59-50-7 | 4-Chloro-3-methylphenol (CMK) | 4-Chloro-3-methylphenol (CMK)
Co | Co | 7440-48-4 | Cobalt | Cobalt
Cobalt dichloride | Cobalt dichloride | 7646-79-9 | Cobalt dichloride | Cobalt dichloride
Cobalt(II) carbonate | Cobalt(II) carbonate | 513-79-1 | Cobalt(II) carbonate | Cobalt(II) carbonate
Cobalt(II) diacetate | Cobalt(II) diacetate | 71-48-7 | Cobalt(II) diacetate | Cobalt(II) diacetate
Cobalt(II) dinitrate | Cobalt(II) dinitrate | 10141-05-6 | Cobalt(II) dinitrate | Cobalt(II) dinitrate
Cobalt(II) sulphate | Cobalt(II) sulphate | 10124-43-3 | Cobalt(II) sulphate | Cobalt(II) sulphate
Color
Color Change at specified revs | Color Change at specified revs |  | Color Change at specified revs | Color Change at specified revs
Color Staining of Yellowing | Color Staining of Yellowing |  | Color Staining of Yellowing | Color Staining of Yellowing
Colour Change | Colour Change |  | Colour Change | Colour Change
Colour Change (Blue Wool Standard) | Colour Change (Blue Wool Standard)CF2LT |  | Colour Change (Blue Wool Standard) | Colour Change (Blue Wool Standard)
Colour Change (Grey Scale) | Colour Change (Grey Scale)CF2LT |  | Colour Change (Grey Scale) | Colour Change (Grey Scale)
Colour Change after 2minutes | Colour Change after 2minutes |  | Colour Change after 2minutes | Colour Change after 2minutes
Colour Change after drying | Colour Change after drying |  | Colour Change after drying | Colour Change after drying
Colour Change of Specimen | Colour Change of Specimen |  | Colour Change of Specimen | Colour Change of Specimen
Colour Change of Specimen-(10 cycles) | Colour Change of Specimen-(10 cycles) |  | Colour Change of Specimen (10 cycles) | Colour Change of Specimen (10 cycles)
Colour Change of Specimen-(100 cycles) | Colour Change of Specimen-(100 cycles) |  | Colour Change of Specimen (100 cycles) | Colour Change of Specimen (100 cycles)
Colour Change of Specimen-(150 cycles) | Colour Change of Specimen-(150 cycles) |  | Colour Change of Specimen (150 cycles) | Colour Change of Specimen (150 cycles)
Colour Change of Specimen-(20 cycles) | Colour Change of Specimen-(20 cycles) |  | Colour Change of Specimen (20 cycles) | Colour Change of Specimen (20 cycles)
Colour Change of Specimen-(50 cycles) | Colour Change of Specimen-(50 cycles) |  | Colour Change of Specimen (50 cycles) | Colour Change of Specimen (50 cycles)
Colour Change-Acetic acid | Colour Change-Acetic acid |  | Colour Change-Acetic acid | Colour Change-Acetic acid
Colour Change-after 16 hours | Colour Change-after 16 hours |  | Colour Change-after 16 hours | Colour Change-after 16 hours
Colour Change-Ammonium hydroxide | Colour Change-Ammonium hydroxide |  | Colour Change-Ammonium hydroxide | Colour Change-Ammonium hydroxide
Colour Change-Calcium hydroxide | Colour Change-Calcium hydroxide |  | Colour Change-Calcium hydroxide | Colour Change-Calcium hydroxide
Colour Change-Hydrochloric acid | Colour Change-Hydrochloric acid |  | Colour Change-Hydrochloric acid | Colour Change-Hydrochloric acid
Colour Change-Sodium carbonate | Colour Change-Sodium carbonate |  | Colour Change-Sodium carbonate | Colour Change-Sodium carbonate
Colour Change-Sulfuric acid | Colour Change-Sulfuric acid |  | Colour Change-Sulfuric acid | Colour Change-Sulfuric acid
Colour Change-Tartaric acid | Colour Change-Tartaric acid |  | Colour Change-Tartaric acid | Colour Change-Tartaric acid
Colour Staining | Colour Staining |  | Colour Staining | Colour Staining
Comments | Comments |  | Comments | Comments
Conclusion | Conclusion |  | Conclusion | Conclusion
Content | Content |  | Content | Content
Coumaphos | Coumaphos | 56-72-4 | Coumaphos | Coumaphos
Cr | Cr | 7440-47-3 | Chromium | Chromium
Cr III | Cr III | 16065-83-1 | Chromium (III) | Chromium (III)
Cr VI | Cr VI | 18540-29-9 | Chromium (VI) | Chromium (VI)
Cr2HKO9Zn2 | Cr2HKO9Zn2 | 11103-86-9 | Potassium hydroxyoctaoxodizincatedichromate | Potassium hydroxyoctaoxodizincatedichromate
Cross Staining | Cross Staining |  | Cross Staining | Cross Staining
Cu | Cu | 7440-50-8 | Copper | Copper
Cyclohexane | Cyclohexane | 110-82-7 | Cyclohexane | Cyclohexane
Cyclohexane-1,2-dicarboxylic anhydr | Cyclohexane-1,2-dicarboxylic anhydride | 85-42-7/ 13149-00-3/ 14166-21-3 | Cyclohexane-1,2-dicarboxylic anhydride, cis-cyclohexane-1,2-dicarboxylic anhydride, trans-cyclohexane-1,2-dicarboxylic anhydride | Cyclohexane-1,2-dicarboxylic anhydride, cis-cyclohexane-1,2-dicarboxylic anhydride, trans-cyclohexane-1,2-dicarboxylic anhydride
Cyclohexanone | Cyclohexanone | 108-94-1 | Cyclohexanone | Cyclohexanone
Cyclopenta(cd)pyrene | Cyclopenta(cd)pyrene | 27208-37-3 | Cyclopenta[cd]pyrene | Cyclopenta[cd]pyrene
Cyfluthrin | Cyfluthrin | 68359-37-5 | Cyfluthrin | Cyfluthrin
Cyhalothrin | Cyhalothrin | 91465-08-6 | Cyhalothrin | Cyhalothrin
Cypermethrin | Cypermethrin | 52315-07-8 | Cypermethrin | Cypermethrin
D4 | D4 | 556-67-2 | Octamethylcyclotetrasiloxane (D4) | Octamethylcyclotetrasiloxane (D4)
D5 | D5 | 541-02-6 | Decamethylcyclopentasiloxane (D5) | Decamethylcyclopentasiloxane (D5)
D6 | D6 | 540-97-6 | Dodecamethylcyclohexasiloxane (D6) | Dodecamethylcyclohexasiloxane (D6)
Dalapon | Dalapon | 75-99-0 | Dalapon | Dalapon
Damp-Colour Change-After 4 hours | Damp-Colour Change-After 4 hours |  | Damp-Colour Change-After 4 hours | Damp-Colour Change-After 4 hours
Damp-Colour Change-Immediately | Damp-Colour Change-Immediately |  | Damp-Colour Change-Immediately | Damp-Colour Change-Immediately
Damp-Staining on Cotton-After 4 hours | Damp-Staining on Cotton-After 4 hours |  | Damp-Staining on Cotton-After 4 hours | Damp-Staining on Cotton-After 4 hours
Damp-Staining on Cotton-Immediately | Damp-Staining on Cotton-Immediately |  | Damp-Staining on Cotton-Immediately | Damp-Staining on Cotton-Immediately
DAP | Diallyl phthalate (DAP) | 131-17-9 | Diallyl phthalate | Diallyl phthalate (DAP)
Day 1 Growth | Day 1 Growth |  | Day 1 Growth | Day 1 Growth
Day 1 Zone of inhibition | Day 1 Zone of inhibition |  | Day 1 Zone of inhibition | Day 1 Zone of inhibition
Day 2 Growth | Day 2 Growth |  | Day 2 Growth | Day 2 Growth
Day 2 Zone of inhibition | Day 2 Zone of inhibition |  | Day 2 Zone of inhibition | Day 2 Zone of inhibition
Day 3 Growth | Day 3 Growth |  | Day 3 Growth | Day 3 Growth
Day 3 Zone of inhibition | Day 3 Zone of inhibition |  | Day 3 Zone of inhibition | Day 3 Zone of inhibition
Day 4 Growth | Day 4 Growth |  | Day 4 Growth | Day 4 Growth
Day 4 Zone of inhibition | Day 4 Zone of inhibition |  | Day 4 Zone of inhibition | Day 4 Zone of inhibition
Day 5 Growth | Day 5 Growth |  | Day 5 Growth | Day 5 Growth
Day 5 Zone of inhibition | Day 5 Zone of inhibition |  | Day 5 Zone of inhibition | Day 5 Zone of inhibition
Day 6 Growth | Day 6 Growth |  | Day 6 Growth | Day 6 Growth
Day 6 Zone of inhibition | Day 6 Zone of inhibition |  | Day 6 Zone of inhibition | Day 6 Zone of inhibition
Day 7 Growth | Day 7 Growth |  | Day 7 Growth | Day 7 Growth
Day 7 Zone of inhibition | Day 7 Zone of inhibition |  | Day 7 Zone of inhibition | Day 7 Zone of inhibition
DBEP | Dibutoxyethyl phthalate (DBEP) | 117-83-9 | Dibutoxyethyl phthalate | Dibutoxyethyl phthalate (DBEP)
DBPPP | Di-tert-butylphenyl phenyl phosphate | 65652-41-7 | Di-tert-butylphenyl phenyl phosphate | Di-tert-butylphenyl phenyl phosphate
DBT | Dibutyltin, Kation CAS 14488-53-0 | 683-18-1 | Dibutyltin | Dibutyltin
DBzP | Dibenzyl phthalate (DBzP) | 523-31-9 | Dibenzyl phthalate | Dibenzyl phthalate (DBzP)
DCHP | Dicyclohexyl phthalate (DCHP) | 84-61-7 | Dicyclohexyl phthalate | Dicyclohexyl phthalate (DCHP)
DCPA diacid | DCPA diacid | 2136-79-0 | DCPA diacid | DCPA diacid
DDD | DDD | 53-19-0/72-54-8 | DDD | DDD
DDE | DDE | 3424-82-6/72-55-9 | DDE | DDE
DDT | DDT | 50-29-3/789-02-6 | DDT | DDT
DecaBB | Decabromobiphenyl (DecaBB) | 13654-09-6 | Decabromobiphenyl (DecaBB) | Decabromobiphenyl
DecaBDE | Decabromodiphenylether (DecaBDE) | 1163-19-5 | Decabromodiphenylether (DecaBDE) | Decabromodiphenylether
Dechlorane Plus | Dechlorane Plus | TUV0023 | 1,6,7,8,9,14,15,16,17,17,18,18-Dodecachloropentacyclo [12.2.1.16,9.02,13.05,10]octadeca-7,15-diene (“Dechlorane Plus”TM) | 1,6,7,8,9,14,15,16,17,17,18,18-Dodecachloropentacyclo [12.2.1.16,9.02,13.05,10]octadeca-7,15-diene (“Dechlorane Plus”TM)
DEEP | Diethoxyethyl phthalate (DEEP) | 605-54-9 | Diethoxyethyl phthalate | Diethoxyethyl phthalate (DEEP)
DEF | Tribufos (DEF) | 78-48-8 | Tribufos (DEF) | Tribufos (DEF)
DEHA | Diethylhexyl adipate (DEHA) | 103-23-1 | Diethylhexyl adipate | Diethylhexyl adipate (DEHA)
DEHP | Diethylhexyl phthalate (DEHP) | 117-81-7 | Diethylhexyl phthalate | Diethylhexyl phthalate (DEHP)
DEHT | Diethylhexyl terephthalate (DEHT) | 6422-86-2 | Diethylhexyl terephthalate | Diethylhexyl terephthalate (DEHT)
Deltamethrin | Deltamethrin | 52918-63-5 | Deltamethrin | Deltamethrin
DEP | Diethyl phthalate (DEP) | 84-66-2 | Diethyl phthalate | Diethyl phthalate (DEP)
d-HCH | δ-Hexachlorcylohexane | 319-86-8 | δ-Hexachlorcylohexane | δ-Hexachlorcylohexane
DHNUP | Di-C7-C11-(linear and branched)-alkyl phthalate (DHNUP) | 68515-42-4 | Di-C7-C11-(linear and branched)-alkyl phthalate | Di-C7-C11-(linear and branched)-alkyl phthalate (DHNUP)
DHT | Diheptyltin | 74340-12-8 | Diheptyltin | Diheptyltin
Diarsenic pentaoxide | Diarsenic pentaoxide | 1303-28-2 | Diarsenic pentaoxide | Diarsenic pentaoxide
Diarsenic trioxide | Diarsenic trioxide | 1327-53-3 | Diarsenic trioxide | Diarsenic trioxide
Diazene-1,2-dicarboxamide | Diazene-1,2-dicarboxamide | 123-77-3 | Diazene-1,2-dicarboxamide (C,C'-azodi(formamide)) | Diazene-1,2-dicarboxamide (C,C'-azodi(formamide))
Diazinon | Diazinon | 333-41-5 | Diazinon | Diazinon
Diazolidinyl urea | Diazolidinyl urea | 78491-02-8 | N-1,3-Bis(hydroxymethyl)-2,5-dioxo-4-imidazolidinyl-N,N'-bis(hydroxymethyl)-Harnstoff(Diazolidinylharnstoff)** | N-1,3-Bis(hydroxymethyl)-2,5-dioxo-4-imidazolidinyl-N,N'-bis(hydroxymethyl)-Harnstoff(Diazolidinylharnstoff)**
DiBB | Dibromobiphenyl (DiBB) | 57422-77-2 et al. | Dibromobiphenyl (DiBB) | Dibromobiphenyl
DiBDE | Dibromodiphenyl ether (DiBDE) | 2050-47-7 et al. | Dibromodiphenyl ether (DiBDE) | Dibromodiphenyl ether
Dibenzo(a,e)pyrene | Dibenzo(a,e)pyrene | 192-65-4 | Dibenzo[a,e]pyrene | Dibenzo[a,e]pyrene
Dibenzo(a,h)anthracene | Dibenzo(a,h)anthracene | 53-70-3 | Dibenzo[a,h]anthracene | Dibenzo[a,h]anthracene
Dibenzo(a,h)pyrene | Dibenzo(a,h)pyrene | 189-64-0 | Dibenzo[a,h]pyrene | Dibenzo[a,h]pyrene
Dibenzo(a,i)pyrene | Dibenzo(a,i)pyrene | 189-55-9 | Dibenzo[a,i]pyrene | Dibenzo[a,i]pyrene
Dibenzo(a,l)pyrene | Dibenzo(a,l)pyrene | 191-30-0 | Dibenzo[a,j]pyrene | Dibenzo[a,j]pyrene
Diboron trioxide | Diboron trioxide | 1303-86-2 | Diboron trioxide | Diboron trioxide
DiBP | Di-iso-butyl phthalate (DiBP) | 84-69-5 | Di-iso-butyl phthalate | Di-iso-butyl phthalate (DiBP)
Dicamba | Dicamba | 1918-00-9 | Dicamba | Dicamba
Dichlofluanid | Dichlofluanid | 1085-98-9 | Dichlofluanid | Dichlofluanid
Dichlorobenzenes (Sum) | Dichlorobenzenes (Sum) |  | Dichlorobenzenes (Sum) | Dichlorobenzenes (Sum)
Dichloromethane | Dichloromethane | 75-09-2 | Dichloromethane | Dichloromethane
Dichloroprop | Dichloroprop | 120-36-5 | Dichloroprop | Dichloroprop
Dichlorotoluenes (Sum) | Dichlorotoluenes (Sum) |  | Dichlorotoluenes (Sum) | Dichlorotoluenes (Sum)
Dichlorprop | Dichlorprop | 120-36-2 | Dichlorprop | Dichlorprop
Dichromium tris(chromate) | Dichromium tris(chromate) | 24613-89-6 | Dichromium tris(chromate) | Dichromium tris(chromate)
Dicrotophos | Dicrotophos | 141-66-2 | Dicrotophos | Dicrotophos
DiDP | Di-iso-decyl phthalate (DiDP) | 26761-40-0/68515-49-1 | Di-iso-decyl phthalate | Di-iso-decyl phthalate (DiDP)
Dieldrine | Dieldrine | 60-57-1 | Dieldrine | Dieldrine
Diethyl sulphate | Diethyl sulphate | 64-67-5 | Diethyl sulphate | Diethyl sulphate
Difference Figure | Difference Figure |  | Difference Figure | Difference Figure
DiHepP | Di-C6-C8-(linear and branched, C7 rich)-alkyl phthalate (DiHepP) | 71888-89-6 | Di-C6-C8-(linear and branched, C7 rich)-alkyl phthalate | Di-C6-C8-(linear and branched, C7 rich)-alkyl phthalate (DiHepP)
DiHexP | Di-iso-hexyl phthalate (DiHexP) | 71850-09-4/68515-50-4 | Di-iso-hexyl phthalate | Di-iso-hexyl phthalate (DiHexP)
Dilution Factor | Specimen Dilution & Unit convert factor |  | Specimen Dilution & Unit convert factor | Specimen Dilution & Unit convert factor
Dimethoate | Dimethoate | 60-51-5 | Dimethoate | Dimethoate
Dimethyl sulphate | Dimethyl sulphate | 77-78-1 | Dimethyl sulphate | Dimethyl sulphate
Dimethylacetamide | N,N-Dimethylacetamide (DMAc) | 127-19-5 | Dimethylacetamide | Dimethylacetamide
Dimethylformamide | N,N-Dimethylformamide (DMFo) | 68-12-2 | Dimethylformamide | Dimethylformamide
DINCH | Hexamoll DINCH | 166412-78-8 | Hexamoll DINCH | Hexamoll DINCH
Dinoseb | Dinoseb | 88-85-7 | Dinoseb | Dinoseb
DiNP | Di-iso-nonyl phthalate (DiNP) | 28553-12-0/68515-48-0 | Di-iso-nonyl phthalate | Di-iso-nonyl phthalate (DiNP)
DiOP | Di-iso-octyl phthalate (DiOP) | 27554-26-3 | Di-iso-octyl phthalate | Di-iso-octyl phthalate (DiOP)
Dioxobis(stearato)trilead | Dioxobis(stearato)trilead | 12578-12-0 | Dioxobis(stearato)trilead | Dioxobis(stearato)trilead
DiPP | Di-iso-pentyl phthalate (DiPP) | 605-50-5 | Di-iso-pentyl phthalate | Di-iso-pentyl phthalate (DiPP)
DiPrP | Diisopropyl phthalate (DPrP) | 605-45-8 | Diisopropyl phthalate | Diisopropyl phthalate (DPrP)
Direct Black 38 | Direct Black 38 | 1937-37-7 | Direct Black 38 | Direct Black 38
Direct Blue 15 | Direct Blue 15 | 2429-74-5 | Direct Blue 15 | Direct Blue 15
Direct Blue 218 | Direct Blue 218 | 28407-37-6 | Direct Blue 218 | Direct Blue 218
Direct Blue 6 | Direct Blue 6 | 2602-46-2 | Direct Blue 6 | Direct Blue 6
Direct Brown 95 | Direct Brown 95 | 16071-86-6 | Direct Brown 95 | Direct Brown 95
Direct Red 28 | Direct Red 28 | 573-58-0 | Direct Red 28 | Direct Red 28
Direct red 6 | Direct red 6 | 573-58-0 | Direct red 6 | Direct red 6
Direction | Direction |  | Direction | Direction
Disodium octaborate | Disodium octaborate | 12008-41-2 | Disodium octaborate | Disodium octaborate
Disodium tetraborate, anhydrous | Disodium tetraborate, anhydrous | 1303-96-4/ 1330-43-4/ 12179-04-3 | Disodium tetraborate, anhydrous | Disodium tetraborate, anhydrous
Disperse Blue 1 | Disperse Blue 1 | 2475-45-8 | Disperse Blue 1 | Disperse Blue 1
Disperse Blue 102 | Disperse Blue 102 | 12222-97-8 | Disperse Blue 102 | Disperse Blue 102
Disperse Blue 106 | Disperse Blue 106 | 12223-01-7 | Disperse Blue 106 | Disperse Blue 106
Disperse Blue 124 | Disperse Blue 124 | 61951-51-7 | Disperse Blue 124 | Disperse Blue 124
Disperse Blue 26 | Disperse Blue 26 | 3860-63-7 | Disperse Blue 26 | Disperse Blue 26
Disperse Blue 3 | Disperse Blue 3 | 2475-46-9 | Disperse Blue 3 | Disperse Blue 3
Disperse Blue 35 | Disperse Blue 35 | 12222-75-2 | Disperse Blue 35 | Disperse Blue 35
Disperse Blue 7 | Disperse Blue 7 | 3179-90-6 | Disperse Blue 7 | Disperse Blue 7
Disperse Brown 1 | Disperse Brown 1 | 23355-64-8 | Disperse Brown 1 | Disperse Brown 1
Disperse Orange 1 | Disperse Orange 1 | 2581-69-3 | Disperse Orange 1 | Disperse Orange 1
Disperse Orange 11 | Disperse Orange 11 | 82-28-0 | Disperse Orange 11 | Disperse Orange 11
Disperse Orange 149 | Disperse Orange 149 | 85136-74-9 | Disperse Orange 149 | Disperse Orange 149
Disperse Orange 3 | Disperse Orange 3 | 730-40-5 | Disperse Orange 3 | Disperse Orange 3
Disperse Orange 37 | Disperse Orange 37 | 13301-61-6 | Disperse Orange 37/76/59 | Disperse Orange 37/76/59
Disperse Orange 61 | Disperse Orange 61 | 55281–26–0 | Disperse Orange 61 | Disperse Orange 61
Disperse Red 1 | Disperse Red 1 | 2872-52-8 | Disperse Red 1 | Disperse Red 1
Disperse Red 11 | Disperse Red 11 | 2872-48-2 | Disperse Red 11 | Disperse Red 11
Disperse Red 151 | Disperse Red 151 | 70210-08-1 | Disperse Red 151 | Disperse Red 151
Disperse Red 17 | Disperse Red 17 | 3179-89-3 | Disperse Red 17 | Disperse Red 17
Disperse Yellow 1 | Disperse Yellow 1 | 119-15-3 | Disperse Yellow 1 | Disperse Yellow 1
Disperse Yellow 23 | Disperse Yellow 23 | 6250-23-3 | Disperse Yellow 23 | Disperse Yellow 23
Disperse Yellow 3 | Disperse Yellow 3 | 2832-40-8 | Disperse Yellow 3 | Disperse Yellow 3
Disperse Yellow 39 | Disperse Yellow 39 | 12236-29-2 | Disperse Yellow 39 | Disperse Yellow 39
Disperse Yellow 49 | Disperse Yellow 49 | 54824-37-2 | Disperse Yellow 49 | Disperse Yellow 49
Disperse Yellow 9 | Disperse Yellow 9 | 6373-73-5 | Disperse Yellow 9 | Disperse Yellow 9
DiUP | Di-iso-undecyl phthalate (DiUP) | 96507-86-7 | Di-iso-undecyl phthalate | Di-iso-undecyl phthalate (DiUP)
DMDM Hydantoin | DMDM Hydantoin | 6440-58-0 | 1,3-Bis(hydroxymethyl)-5,5'-dimethylimidazolidin-2,4-dion(DMDM Hydantoin)** | 1,3-Bis(hydroxymethyl)-5,5'-dimethylimidazolidin-2,4-dion(DMDM Hydantoin)**
DMEP | Dimethoxyethyl phthalate (DMEP) | 117-82-8 | Dimethoxyethyl phthalate | Dimethoxyethyl phthalate (DMEP)
DMFu | Dimethyl fumarate | 624-49-7 | Dimethyl fumarate | Dimethyl fumarate
DMP | Dimethyl phthalate (DMP) | 131-11-3 | Dimethyl phthalate | Dimethyl phthalate (DMP)
DMPP | Dimethylpentyl phthalate (DMPP) | 146-50-9 | Dimethylpentyl phthalate | Dimethylpentyl phthalate (DMPP)
DMT | Dimethyltin | 753-73-1 | Dimethyltin | Dimethyltin
DnBP | Di-n-butyl phthalate (DnBP) | 84-74-2 | Di-n-butyl phthalate | Di-n-butyl phthalate (DnBP)
DnDP | Di-n-decyl phthalate (DnDP) | 84-77-5 | Di-n-decyl phthalate | Di-n-decyl phthalate (DnDP)
DnHepP | Di-n-heptyl phthalate (DnHepP) | 3648-21-3 | Di-n-heptyl phthalate | Di-n-heptyl phthalate (DnHepP)
DnHexDP | Di-C6-C10-(linear)-alkyl phthalate (DnHexDP) | 68515-51-5 | Di-C6-C10-(linear)-alkyl phthalate | Di-C6-C10-(linear)-alkyl phthalate (DnHexDP)
DnHexODP | Di-C6-C10-(linear, even numbered)-alkyl phthalate (DnHexODP) | 68648-93-1 | Di-C6-C10-(linear, even numbered)-alkyl phthalate | Di-C6-C10-(linear, even numbered)-alkyl phthalate (DnHexODP)
DnHexP | Di-n-hexyl phthalate (DnHP) | 84-75-3 | Di-n-hexyl phthalate | Di-n-hexyl phthalate (DnHP)
DNHP
DNHP Report Logic
DNHP Report Reminder
DnNP | Di-n-nonyl phthalate (DnNP) | 84-76-4 | Di-n-nonyl phthalate | Di-n-nonyl phthalate (DnNP)
DnOP | Di-n-octyl phthalate (DnOP) | 117-84-0 | Di-n-octyl phthalate | Di-n-octyl phthalate (DnOP)
DnPP | Di-n-pentyl phthalate (DnPP) | 131-18-0 | Di-n-pentyl phthalate | Di-n-pentyl phthalate (DnPP)
DnPrP | Di-n-propyl phthalate (DnPrP) | 131-16-8 | Di-n-propyl phthalate | Di-n-propyl phthalate (DnPrP)
DnUP | Di-n-undecyl phthalate (DnUP) | 3648-20-2 | Di-n-undecyl phthalate | Di-n-undecyl phthalate (DnUP)
DOT | Dioctyltin, Kation CAS 250252-87-0 | 250252-87-0 | Dioctyltin | Dioctyltin
DOTE | DOTE | 15571-58-1 | 2-ethylhexyl 10-ethyl-4,4-dioctyl-7-oxo-8-oxa-3,5-dithia-4-stannatetradecanoate (DOTE) | 2-ethylhexyl 10-ethyl-4,4-dioctyl-7-oxo-8-oxa-3,5-dithia-4-stannatetradecanoate (DOTE)
DOTE and MOTE | DOTE and MOTE | TUV0028 | reaction mass of DOTE and MOTE | reaction mass of DOTE and MOTE
DOTO | Bis(dioctyltin) oxide, detected as DOT | 870-08-6 | Bis(dioctyltin) oxide | Bis(dioctyltin) oxide
DPheP | Diphenyl phthalate (DPheP) | 84-62-8 | Diphenyl phthalate | Diphenyl phthalate (DPheP)
DPHP | Di-2-propylheptyl phthalate (DPHP) | 53306-54-0 | Di-2-propylheptyl phthalate | Di-2-propylheptyl phthalate (DPHP)
DPhT | Diphenyltin | 1135-99-5 | Diphenyltin | Diphenyltin
DPP | Di-pentyl-(linear and branched) phthalate (DPP) | 84777-06-0 | Di-pentyl-(linear and branched) phthalate | Di-pentyl-(linear and branched) phthalate (DPP)
DPrT | Dipropyltin | 867-36-7 | Dipropyltin | Dipropyltin
Drop Test | Drop Test |  | Drop Test | Drop Test
Dry Rubbing/Crocking Staining | Dry Rubbing/Crocking Staining |  | Dry Rubbing/Crocking Staining | Dry Rubbing/Crocking Staining
Dry-Colour Change-After 4 hours | Dry-Colour Change-After 4 hours |  | Dry-Colour Change-After 4 hours | Dry-Colour Change-After 4 hours
Dry-Colour Change-Immediately | Dry-Colour Change-Immediately |  | Dry-Colour Change-Immediately | Dry-Colour Change-Immediately
ECH | ECH | 107-07-3 | 2-chloroethanol | 2-chloroethanol
EDA | EDA | 107-15-3 | Ethylenediamine (EDA) | Ethylenediamine (EDA)
EGDME | EGDME | 110-71-4 | 1,2-dimethoxyethane; ethylene glycol dimethyl ether (EGDME) | 1,2-dimethoxyethane; ethylene glycol dimethyl ether (EGDME)
EH-TBB | 2-Ethylhexyl-2,3,4,5-tetrabromo benzoate | 183658-27-7 | 2-Ethylhexyltetrabromo benzoate | 2-Ethylhexyl-2,3,4,5-tetrabromobenzoate
Endosulfan | Endosulfan | 115-29-7 | Endosulfan | Endosulfan
Endpoints | Endpoints |  | Endpoints | Endpoints
Endrine | Endrine | 72-20-8 | Endrine | Endrine
EO | EO | 75-21-8 | ethylene oxide | ethylene oxide
Esfenvalerate | Esfenvalerate | 66230-04-4 | Esfenvalerate | Esfenvalerate
Ethyl acetate | Ethyl acetate | 141-78-6 | Ethyl acetate | Ethyl acetate
Ethylbenzene | Ethylbenzene | 100-41-4 | Ethylbenzene | Ethylbenzene
Ethylene glycol dimethacrylate | Ethylene glycol dimethacrylate | 97-90-5 | Ethylene glycol dimethacrylate | Ethylene glycol dimethacrylate
Ethylparaben | Ethylparaben | 120-47-8 | Ethylparaben | Ethylparaben
Et-PFOA | Ethyl-perfluorooctanoate | 3108-24-5 | Ethyl-perfluorooctanoate | Ethyl-perfluorooctanoate
F | F | 7782-41-4 | Fluorine | Fluorine
Fabric_Surface | Fabric_Surface |  | Fabric_Surface | Fabric_Surface
Fabric-Lengthwise | Fabric |  | Lengthwise | Lengthwise
Fabric-Widthwise | Fabric |  | Widthwise | Widthwise
Face/Back | Face/Back |  | Face/Back | Face/Back
Fatty acids, C16-18, lead salts | Fatty acids, C16-18, lead salts | 91031-62-8 | Fatty acids, C16-18, lead salts | Fatty acids, C16-18, lead salts
Fe | Fe | 7439-89-6 | Iron | Iron
Fenvalerate | Fenvalerate | 51630-58-1 | Fenvalerate | Fenvalerate
Fiber content | Fiber content |  | Fiber content | Fiber content
Fiber identification | Fiber identification |  | Fiber identification | Fiber identification
Final Result | Final Result |  | Final Result | Final Result
FinalVolume | FinalVolume
FL_Content | Content |  | Content | Content
FL_Reason | Reason |  | Reason | Reason
FL_Weight | Weight |  | Weight | Weight
Flame Application Point | Flame Application Point |  | Flame Application Point | Flame Application Point
Flaming Ignition | Flaming Ignition |  | Flaming Ignition | Flaming Ignition
Fluoranthene | Fluoranthene | 206-44-0 | Fluoranthene | Fluoranthene
Fluroene | Fluroene | 86-73-7 | Fluroene | Fluroene
FObsv_DBH_PD37 | Debenhams PD37 Appearance Assessment_Failed Observation |  | Failed Observation | Failed Observation
Formaldehyde | Formaldehyde | 50-00-0 | Formaldehyde | Formaldehyde
Formamide | Formamide | 75-12-7 | Formamide | Formamide
Formic acid | Formic acid |  | Formic acid(methanoic acid) and its sodium salts | Formic acid(methanoic acid) and its sodium salts
Furan | Furan | 110-00-9 | Furan | Furan
Halogenated naphthalenes | Halogenated naphthalenes | TUV0038 | Halogenated naphthalenes | Halogenated naphthalenes
HBCDD | Hexabromocyclododecane (HBCDD) | 25637-99-4/3194-55-6 | Hexabromocyclododecane | Hexabromocyclododecane
HeptaBB | Heptabromobiphenyl (HeptaBB) | 88700-06-5 et al. | Heptabromobiphenyl (HeptaBB) | Heptabromobiphenyl
HeptaBDE | Heptabromodiphenyl ether (HeptaBDE) | 207122-16-5 et al. | Heptabromodiphenyl ether (HeptaBDE) | Heptabromodiphenyl ether
Heptachlor | Heptachlor | 76-44-8 | Heptachlor | Heptachlor
Heptachloroepoxide | Heptachloroepoxide | 1024-57-3 | Heptachloroepoxide | Heptachloroepoxide
HexaBB | Hexabromobiphenyl (HexaBB) | 60044-26-0 et al. | Hexabromobiphenyl (HexaBB) | Hexabromobiphenyl
HexaBDE | Hexabromodiphenyl ether (HexaBDE) | 207122-15-4 et al. | Hexabromodiphenyl ether (HexaBDE) | Hexabromodiphenyl ether
Hexachloro-1,3-butadiene | Hexachloro-1,3-butadiene | 87-68-3 | Hexachloro-1,3-butadiene | Hexachloro-1,3-butadiene
Hexachlorobenzene | Hexachlorobenzene | 118-74-1 | Hexachlorobenzene | Hexachlorobenzene
Hexachloroethane | Hexachloroethane | 67-72-1 | Hexachloroethane | Hexachloroethane
Hexahydromethylphthalic anhydride | Hexahydromethylphthalic anhydride | 25550-51-0/ 19438-60-9/ 48122-14-1/ 57110-29-9 | Hexahydromethylphthalic anhydride, Hexahydro-4-methylphthalic anhydride, Hexahydro-1-methylphthalic anhydride, Hexahydro-3-methylphthalic anhydride | Hexahydromethylphthalic anhydride, Hexahydro-4-methylphthalic anhydride, Hexahydro-1-methylphthalic anhydride, Hexahydro-3-methylphthalic anhydride
Hexamethylene diisocyanates | Hexamethylene diisocyanates | 822-06-0 | Hexamethylene diisocyanates | Hexamethylene diisocyanates
Hf | Hf | 7440-58-6 | Hafnium | Hafnium
Hg | Hg | 7439-97-6 | Mercury | Mercury
Hydrazine | Hydrazine | 7803-57-8/ 302-01-2 | Hydrazine | Hydrazine
I | I | 7553-56-2 | Iodine | Iodine
IGEPAL CO-630 | IGEPAL CO-630 | 68412-54-4 | IGEPAL CO-630 | IGEPAL CO-630
Ignition/Non-Ignition | Ignition/Non-Ignition |  | Ignition/Non-Ignition | Ignition/Non-Ignition
Imidazolidine-2-thione | Imidazolidine-2-thione | 96-45-7 | Imidazolidine-2-thione (2-imidazoline-2-thiol) | Imidazolidine-2-thione (2-imidazoline-2-thiol)
Imidazolidinyl urea | Imidazolidinyl urea | 39236-46-9 | Imidazolidinyl urea | Imidazolidinyl urea
Indeno(1,2,3-cd)pyrene | Indeno(1,2,3-cd)pyrene | 193-39-5 | Indeono[1,2,3-cd]pyrene | Indeono[1,2,3-cd]pyrene
Isobutylparaben | Isobutylparaben | 857259 | Isobutylparaben | Isobutylparaben
Isodrine | Isodrine | 465-73-6 | Isodrine | Isodrine
Isophorone | 3,5,5-Trimethylcyclohex-2-en-1-one | 78-59-1 | Isophorone | Isophorone
Isophorone diisocyanates | Isophorone diisocyanates and isomers | 4098-71-9 | Isophorone diisocyanates and isomers | Isophorone diisocyanates and isomers
Isopropylparaben | Isopropylparaben | 4191-73-5 | Isopropylparaben | Isopropylparaben
K | K | 2023695 | Potassium | Potassium
Kelevane | Kelevane | 4234-79-1 | Kelevane | Kelevane
Kepone | Kepone | 143-50-0 | Kepone | Kepone
Klebsiella pneumoniae | Klebsiella pneumoniae |  | Klebsiella pneumoniae ATCC 4352 | Klebsiella pneumoniae
Lead bis(tetrafluoroborate) | Lead bis(tetrafluoroborate) | 13814-96-5 | Lead bis(tetrafluoroborate) | Lead bis(tetrafluoroborate)
Lead chromate | Lead chromate | 7758-97-6 | Lead chromate | Lead chromate
Lead cyanamidate | Lead cyanamidate | 20837-86-9 | Lead cyanamidate | Lead cyanamidate
Lead di(acetate) | Lead di(acetate) | 301-04-2 | Lead di(acetate) | Lead di(acetate)
Lead diazide, Lead azide | Lead diazide, Lead azide | 13424-46-9 | Lead diazide, Lead azide | Lead diazide, Lead azide
Lead dinitrate | Lead dinitrate | 10099-74-8 | Lead dinitrate | Lead dinitrate
Lead dipicrate | Lead dipicrate | 6477-64-1 | Lead dipicrate | Lead dipicrate
Lead hydrogen arsenate | Lead hydrogen arsenate | 7784-40-9 | Lead hydrogen arsenate | Lead hydrogen arsenate
Lead monoxide (Lead oxide) | Lead monoxide (Lead oxide) | 1317-36-8 | Lead monoxide (Lead oxide) | Lead monoxide (Lead oxide)
Lead oxide sulfate | Lead oxide sulfate | 12036-76-9 | Lead oxide sulfate | Lead oxide sulfate
Lead release | Lead release |  | Lead release | Lead release
Lead release Reading 1 | Lead release Reading 1 |  | Lead release Reading 1 | Lead release Reading 1
Lead release Reading 2 | Lead release Reading 2 |  | Lead release Reading 2 | Lead release Reading 2
Lead release Reading 3 | Lead release Reading 3 |  | Lead release Reading 3 | Lead release Reading 3
Lead styphnate | Lead styphnate | 15245-44-0 | Lead styphnate | Lead styphnate
Lead titanium trioxide | Lead titanium trioxide | 12060-00-3 | Lead titanium trioxide | Lead titanium trioxide
Lead Titanium Zirconium Oxide | Lead Titanium Zirconium Oxide | 12626-81-2 | Lead Titanium Zirconium Oxide | Lead Titanium Zirconium Oxide
Lead(II) bis(methanesulfonate) | Lead(II) bis(methanesulfonate) | 17570-76-2 | Lead(II) bis(methanesulfonate) | Lead(II) bis(methanesulfonate)
Length/Width | Length/Width |  | Length/Width | Length/Width
Li | Li | 7439-93-2 | Lithium | Lithium
Lindane | Lindane, γ-Hexachlorcylohexane | 58-89-9 | Lindane | Lindane
Malathion | Malathion | 121-75-5 | Malathion | Malathion
Mass Loss | Mass Loss |  | Mass Loss | Mass Loss
Mass Loss Index | Mass Loss Index |  | Mass Loss Index | Mass Loss Index
MBP | Monobutyl phthalate (MBP) | 131-70-4 | Monobutyl phthalate | Monobutyl phthalate (MBP)
MBT | Monobutyltin, Kation CAS 78763-54-9 | 1118-46-3 | Monobutyltin | Monobutyltin
MCCP | quantified with 55 % chlorine content | 85535-85-9 | Medium chain chlorinated paraffins (C14-C17) | Medium chain chlorinated paraffins (C14-C17)
MCPA | MCPA | 94-74-6 | MCPA | MCPA
MCPB | MCPB | 94-81-5 | MCPB | MCPB
Mean Snag Grade | Mean Snag Grade |  | Mean Snag Grade | Mean Snag Grade
Mecoprop | Mecoprop | 93-65-2 | Mecoprop | Mecoprop
Me-PFOA | Methyl-perfluorooctanoate | 376-27-2 | Methyl-perfluorooctanoate | Methyl-perfluorooctanoate
Mercuric salts | Mercuric salts |  | Mercuric salts | Mercuric salts
Metamidophos | Metamidophos | 10265-92-6 | Metamidophos | Metamidophos
Methanol | Methanol | 67-56-1 | Methanol | Methanol
Methenamin | Methenamin, Hexamine | 100-97-0 | Methenamin, Hexamine | Methenamin, Hexamine
Methoxyacetic acid | Methoxyacetic acid | 625-45-6 | Methoxyacetic acid | Methoxyacetic acid
Methoxychlor | Methoxychlor | 72-43-5 | Methoxychlor | Methoxychlor
Methylchloroisothiazolinone | 5-Chloro-2-methylisothiazol-3-one, CIT | 26172-55-4 | Methylchloroisothiazolinone | Methylchloroisothiazolinone
Methylenediphenyl diisocyanate | Methylenediphenyl diisocyanate | 26447-40-5 | Methylenediphenyl diisocyanate | Methylenediphenyl diisocyanate
Methylenediphenyl-4,4-diisocyanate | Methylenediphenyl-4,4-diisocyanate | 101-68-8 | Methylenediphenyl-4,4’-diisocyanate | Methylenediphenyl-4,4’-diisocyanate
Methylisothiazolinone | 2-Methyl-1,2-thiazol-3(2H)-one, MIT | 2682-20-4 | Methylisothiazolinone | Methylisothiazolinone
Methyloxirane (Propylene oxide) | Methyloxirane (Propylene oxide) | 75-56-9 | Methyloxirane (Propylene oxide) | Methyloxirane (Propylene oxide)
Methylparaben | Methylparaben | 99-76-3 | Methylparaben | Methylparaben
Mg | Mg | 7439-95-4 | Magnesium | Magnesium
MHT | Monoheptyltin | 59344-47-7 | Monoheptyltin | Monoheptyltin
Michlers base | Michler's base | 101-61-1 | N,N,N',N'-tetramethyl-4,4'-methylenedianiline (Michler’s base) | N,N,N',N'-tetramethyl-4,4'-methylenedianiline (Michler’s base)
Michlers ketone | Michler's ketone | 90-94-8 | 4,4'-bis(dimethylamino)benzophenone (Michler’s ketone) | 4,4'-bis(dimethylamino)benzophenone (Michler’s ketone)
Mirex | Mirex | 2385-85-5 | Mirex | Mirex
MMT | Monomethyltin, Methyltin | 993-16-8 | Monomethyltin | Monomethyltin
Mn | Mn | 7439-96-5 | Manganese | Manganese
Mo | Mo | 7439-98-7 | Molybdenum | Molybdenum
MonoBB | Monobromobiphenyl (MonoBB) | 2052-07-5 et al. | Monobromobiphenyl (MonoBB) | Monobromobiphenyl
MonoBDE | Monobromodiphenyl ether (MonoBDE) | 101-55-3 et al. | Monobromodiphenyl ether (MonoBDE) | Monobromodiphenyl ether
Monochlorotoluenes (Sum) | Monochlorotoluenes (Sum) |  | Monochlorotoluenes (Sum) | Monochlorotoluenes (Sum)
Monocrotophos | Monocrotophos | 6923-22-4 | Monocrotophos | Monocrotophos
MOT | Monooctyltin, Kation CAS 94410-07-8 | 3091-25-6 | Monooctyltin | Monooctyltin
MPhT | MPhT | 2406-86-0 | Monophenyltin | Monophenyltin
Musk xylene | Musk xylene | 81-15-2 | 5-tert-butyl-2,4,6-trinitro-m-xylene (musk xylene) | 5-tert-butyl-2,4,6-trinitro-m-xylene (musk xylene)
m-Xylene | m-Xylene | 108-38-3 | m-Xylene | m-Xylene
N | N | 7727-37-9 | Nitrogen | Nitrogen
Na | Na | 7440-23-5 | Sodium | Sodium
Naphthalene | Naphthalene | 91-20-3 | Naphthalene | Naphthalene
Navy Blue Component 1 | Blue Colourant Component 1: C₃₉H₂₃ClCrN₇O₁₂S.2Na | 118685-33-9 | Blue Colourant (EC 405-6654; Index 611-070-00-2) | Blue Colourant Component 1: C₃₉H₂₃ClCrN₇O₁₂S.2Na
Navy Blue Component 2 | Blue Colourant Component 2: C₄₆H₃₀CrN₁₀S₂.3 Na | - | Blue Colourant Component 2 | Blue Colourant Component 2: C₄₆H₃₀CrN₁₀S₂.3 Na
NDBA | N-Nitrosodibutylamine (NDBA) | 924-16-3 | N-Nitrosodibutylamine (NDBA) | N-Nitrosodibutylamine
NDBzA | N-Nitrosodibenzylamine (NDBzA) | 5336-53-8 | N-Nitrosodibenzylamine (NDBzA) | N-Nitrosodibenzylamine
NDEA | N-Nitrosodiethylamine (NDEA) | 55-18-5 | N-Nitrosodiethylamine (NDEA) | N-Nitrosodiethylamine
NDELA | N-Nitrosodiethanolamine (NDELA) | 1116-54-7 | N-Nitrosodiethanolamine (NDELA) | N-Nitrosodiethanolamine
NDiBA | N-Nitrosodiisobutylamine (NDiBA) | 997-95-5 | N-Nitrosodiisobutylamine (NDiBA) | N-Nitrosodiisobutylamine
NDiNA | N-Nitrosodiisononylamine (NDiNA) | 1207995-62-7 | N-Nitrosodiisononylamine (NDiNA) | N-Nitrosodiisononylamine
NDiPA | N-Nitrosodiisopropylamine (NDiPA) | 601-77-4 | N-Nitrosodiisopropylamine (NDiPA) | N-Nitrosodiisopropylamine
NDMA | N-Nitrosodimethylamine (NDMA) | 62-75-9 | N-Nitrosodimethylamine (NDMA) | N-Nitrosodimethylamine
NDPA | N-Nitrosodipropylamine (NDPA) | 621-64-7 | N-Nitrosodipropylamine (NDPA) | N-Nitrosodipropylamine
NEPhA | N-Nitrosoethylphenylamine (NEPhA) | 612-64-6 | N-Nitrosoethylphenylamine (NEPhA) | N-Nitrosoethylphenylamine
N-Et-FOSA | N-Ethylheptadecafluorooctane sulfonamide | 4151-50-2 | N-Ethylheptadecafluorooctane sulfonamide | N-Ethylheptadecafluorooctane sulfonamide
N-Et-FOSE | N-Ethylheptadecafluorooctane sulfonamidoethanol | 1691-99-2 | N-Ethylheptadecafluorooctane sulfonamidoethanol | N-Ethylheptadecafluorooctane sulfonamidoethanol
N-Ethylaniline | N-Ethylaniline | 103-69-5 | N-Ethylaniline | N-Ethylaniline
n-Hexane | n-Hexane | 110-54-3 | n-Hexane | n-Hexane
Ni | Ni | 7440-02-0 | Nickel | Nickel
Nickel release | Nickel release |  | Nickel release | Nickel release
Nickel release Reading 1 | Nickel release Reading 1 |  | Nickel release Reading 1 | Nickel release Reading 1
Nickel release Reading 2 | Nickel release Reading 2 |  | Nickel release Reading 2 | Nickel release Reading 2
Nickel release Reading 3 | Nickel release Reading 3 |  | Nickel release Reading 3 | Nickel release Reading 3
Nickel Spot | Nickel Spot |  | Nickel Spot
Nitrobenzene | Nitrobenzene | 98-95-3 | Nitrobenzene | Nitrobenzene
NMEA | N-Nitrosomethylethylamine (NMEA) | 10595-95-6 | N-Nitrosomethylethylamine (NMEA) | N-Nitrosomethylethylamine
N-Me-FOSA | N-Methylheptadecafluorooctane sulfonamide | 31506-32-8 | N-Methylheptadecafluorooctane sulfonamide | N-Methylheptadecafluorooctane sulfonamide
N-Me-FOSE | N-Methylheptadecafluorooctane sulfonamidoethanol | 24448-09-7 | N-Methylheptadecafluorooctane sulfonamidoethanol | N-Methylheptadecafluorooctane sulfonamidoethanol
N-Methylacetamide | N-Methylacetamide | 79-16-3 | N-Methylacetamide | N-Methylacetamide
NMOR | N-Nitrosomorpholine (NMOR) | 59-89-2 | N-Nitrosomorpholine (NMOR) | N-Nitrosomorpholine
NMPhA | N-Nitrosomethylphenylamine (NMPhA) | 614-00-6 | N-Nitrosomethylphenylamine (NMPhA) | N-Nitrosomethylphenylamine
NonaBB | Nonabromobiphenyl (NonaBB) | 69278-62-2 et al. | Nonabromobiphenyl (NonaBB) | Nonabromobiphenyl
NonaBDE | Nonabromodiphenyl ether (NonaBDE) | 63936-56-1 et al. | Nonabromodiphenyl ether (NonaBDE) | Nonabromodiphenyl ether
nOnDP | n-Octyl-n-decyl phthalate (nOnDP) | 119-07-3 | n-Octyl-n-decyl phthalate | n-Octyl-n-decyl phthalate (nOnDP)
NPEO | quantified with IGEPAL CO-630 | 68412-54-4 | Nonylphenol ethoxylate | Nonylphenol ethoxylate
NPIP | N-Nitrosopiperidine (NPIP) | 100-75-4 | N-Nitrosopiperidine (NPIP) | N-Nitrosopiperidine
nPiPP | n-Pentyl-iso-pentyl phthalate (nPiPP) | 776297-69-9 | n-Pentyl-iso-pentyl phthalate | n-Pentyl-iso-pentyl phthalate (nPiPP)
NPYR | N-Nitrosopyrrolidine (NPYR) | 930-55-2 | N-Nitrosopyrrolidine (NPYR) | N-Nitrosopyrrolidine
Number of Rubs | Number of Rubs |  | Number of Rubs | Number of Rubs
Number of snags#Long | Number of snags#Long |  | Number of snags#Long | Number of snags#Long
Number of snags#Medium | Number of snags#Medium |  | Number of snags#Medium | Number of snags#Medium
Number of snags#Short | Number of snags#Short |  | Number of snags#Short | Number of snags#Short
Number of snags#Total | Number of snags#Total |  | Number of snags#Total | Number of snags#Total
Number of specimen | Number of specimen |  | Number of specimen | Number of specimen
O | O | 7782-44-7 | Oxygen | Oxygen
o-Aminoazotoluene | o-Aminoazotoluene | 97-56-3 | o-Aminoazotoluene | o-Aminoazotoluene / Solvent Yellow 3
o-Anisidine | o-Anisidine | 90-04-0 | o-Anisidine | o-Anisidine (21)
Observation | Observation |  | Final Observation | Observation
OctaBB | Octabromobiphenyl (OctaBB) | 67889-00-3 et al. | Octabromobiphenyl (OctaBB) | Octabromobiphenyl
OctaBDE | Octabromodiphenyl ether (OctaBDE) | 337513-72-1 et al. | Octabromodiphenyl ether (OctaBDE) | Octabromodiphenyl ether
Octylphenol ethoxylate | Octylphenol ethoxylate | 9063-89-2/26636-32-8 | Octylphenol ethoxylate | Octylphenol ethoxylate
Odour | Odour |  | Odour | Odour
OIT | OIT | 26530-20-1 | Octhilinone (OIT) | 2-Octyl-2H-isothiazol-3-one (OIT)
OPEO | quantified with Triton X-100 | 9002-93-1 | Octylphenol ethoxylate | Octylphenol ethoxylate
OPEOs
o-Phenylphenol | o-Phenylphenol | 90-43-7 | o-Phenylphenol | o-Phenylphenol / 2-Phenylphenol
Orange lead (Lead tetroxide) | Orange lead (Lead tetroxide) | 1314-41-6 | Orange lead (Lead tetroxide) | Orange lead (Lead tetroxide)
o-Toluidine | o-Toluidine | 95-53-4 | o-Toluidine | o-Toluidine (18)
Overall Migration
o-Xylene | o-Xylene | 95-47-6 | o-Xylene | o-Xylene
P | P | 7723-14-0 | Phosphorus | Phosphorus
p-(1,1-Dimethylpropyl)phenol | p-(1,1-Dimethylpropyl)phenol | 80-46-6 | p-(1,1-Dimethylpropyl)phenol | p-(1,1-Dimethylpropyl)phenol
Paraben | Paraben | 99-96-7 | 4-Hydroxybenzoic acid, salts and ester(Paraben) | 4-Hydroxybenzoic acid, salts and ester(Paraben)
Paraformaldehyde | Paraformaldehyde |  | Paraformaldehyde | Paraformaldehyde
Parathion | Parathion | 56-38-2 | Parathion | Parathion
Parathion-methyl | Parathion-methyl | 298-00-0 | Parathion-methyl | Parathion-methyl
Pb | Pb | 7439-92-1 | Lead | Lead
PCB | PCB | TUV0036 | Halogenated biphenyls, including Polycholorinated biphenyl (PCB) | Halogenated biphenyls, including Polycholorinated biphenyl (PCB)
p-Cresidine | p-Cresidine | 120-71-8 | p-Cresidine | p-Cresidine (14)
PCT | PCT | TUV0037 | Halogenated terphenols, including Polychlorinated terphenyl (PCT) | Halogenated terphenols, including Polychlorinated terphenyl (PCT)
PentaBB | Pentabromobiphenyl (PentaBB) | 59080-39-6 et al. | Pentabromobiphenyl (PentaBB) | Pentabromobiphenyl
PentaBDE | Pentabromodiphenyl ether (PentaBDE) | 32534-81-9 et al. | Pentabromodiphenyl ether (PentaBDE) | Pentabromodiphenyl ether
Pentabromobenzene | Pentabromobenzene | 608-90-2 | Pentabromobenzene | Pentabromobenzene
Pentachloranisole | Pentachloranisole | 1825-21-4 | Pentachloranisole | Pentachloranisole
Pentachlorobenzene | Pentachlorobenzene | 608-93-5 | Pentachlorobenzene | Pentachlorobenzene
Pentachloroethane | Pentachloroethane | 76-01-7 | Pentachloroethane | Pentachloroethane
Pentachlorophenol | Pentachlorophenol | 87-86-5 | Pentachlorophenol | Pentachlorophenol
Pentachlorotoluene | Pentachlorotoluene | 877-11-2 | Pentachlorotoluene | Pentachlorotoluene
Pentalead tetraoxide sulphate | Pentalead tetraoxide sulphate | 12065-90-6 | Pentalead tetraoxide sulphate | Pentalead tetraoxide sulphate
Pentazinc chromate octahydroxide | Pentazinc chromate octahydroxide | 49663-84-5 | Pentazinc chromate octahydroxide | Pentazinc chromate octahydroxide
Permethrin | Permethrin | 52645-53-1 | Permethrin | Permethrin
Perthane | Perthane | 72-56-0 | Perthane | Perthane
PFBA | Perfluorobutanoic acid | 375-22-4 | Perfluorobutanoic acid | Perfluorobutanoic acid
PFBS | Perfluorobutanesulfonic acid | 375‐73‐5/ 59933‐66‐3 | Perfluorobutanesulfonic acid | Perfluorobutanesulfonic acid
PFDA | Perfluorodecanoic acid | 335-76-2 | Perfluorodecanoic acid | Perfluorodecanoic acid
PFDoA | Perfluorododecanoic acid | 307-55-1 | Perfluorododecanoic acid | Perfluorododecanoic acid
PFHpA | Perfluoroheptanoic acid | 375-85-9 | Perfluoroheptanoic acid | Perfluoroheptanoic acid
PFHxA | Perfluorohexanoic acid | 307-24-4 | Perfluorohexanoic acid | Perfluorohexanoic acid
PFHxS | Perfluorohexane sulfonic acid | 355-46-4 | Perfluorohexane sulfonic acid | Perfluorohexanesulfonic acid
PFNA | Perfluorononanoic acid | 375‐95‐1 | Perfluorononanoic acid | Perfluorononanoic acid
PFOA | Perfluorooctanoic acid | 335-67-1 | Perfluorooctanoic acid | Perfluorooctanoic acid
PFOS | Perfluorooctane sulphonic acid | 1763-23-1 | Perfluorooctane sulphonic acid | Perfluorooctane sulphonic acid
PFOSA | Perfluorooctane sulfonamide | 754-91-6 | Perfluorooctane sulfonamide | Perfluorooctane sulfonamide
PFTeDA | Perfluorotetradecanoic acid | 376-06-7 | Perfluorotetradecanoic acid | Perfluorotetradecanoic acid
PFTrDA | Perfluorotridecanoic acid | 72629-94-8 | Perfluorotridecanoic acid | Perfluorotridecanoic acid
PFUdA | Perfluoroundecanoic acid | 2058-94-8 | Perfluoroundecanoic acid | Perfluoroundecanoic acid
pH - DF Trigger
pH - Value | pH - Value |  | pH - Value | pH - Value
Phenanthrene | Phenanthrene | 85-01-8 | Phenanthrene | Phenanthrene
Phenol | Phenol | 108-95-2 | Phenol | Phenol
Phenolphthalein | Phenolphthalein | 77-09-8 | Phenolphthalein | Phenolphthalein
Phenylmercuric salts(incl. borate) | Phenylmercuric salts(including borate)* |  | Phenylmercuric salts(including borate)* | Phenylmercuric salts(including borate)*
Phosdrin | Phosdrin/Mevinphos | 7786-34-7 | Phosdrin/Mevinphos | Phosdrin/Mevinphos
Phthalato(2-))dioxotrilead
Physical effects-after 30minutes | Physical effects-after 30minutes |  | Physical effects-after 30minutes | Physical effects-after 30minutes
Picloram | Picloram | 6607 | Picloram | Picloram
Piece Joined To Produce Specimen | Piece Joined To Produce Specimen |  | Piece Joined To Produce Specimen | Piece Joined To Produce Specimen
Pigment Red 104 | Pigment Red 104 | 12656-85-8 | Pigment Red 104 | Pigment Red 104
Pigment Yellow 34 | Pigment Yellow 34 | 1344-37-2 | Pigment Yellow 34 | Pigment Yellow 34
Pitch, coal tar, high temp. | Pitch, coal tar, high temp. | 65996-93-2 | Pitch, coal tar, high temp. | Pitch, coal tar, high temp.
Polychlorinated terphenyls 5432 | Polychlorinated terphenyls 5432 | 63496-31-1 | Polychlorinated terphenyls 5432 | Polychlorinated terphenyls 5432
Polychlorinated terphenyls 5442 | Polychlorinated terphenyls 5442 | 12642-23-8 | Polychlorinated terphenyls 5442 | Polychlorinated terphenyls 5442
Polychlorinated terphenyls 5460 | Polychlorinated terphenyls 5460 | 11126-42-4 | Polychlorinated terphenyls 5460 | Polychlorinated terphenyls 5460
POSF | Heptadecafluorooctanesulfonyl-fluoride | 307-35-7 | Heptadecafluorooctanesulfonyl-fluoride | Heptadecafluorooctanesulfonyl-fluoride
Position of Cigarette | Position of Cigarette |  | Position of Cigarette | Position of Cigarette
Potassium chromate | Potassium chromate | 7789-00-6 | Potassium chromate | Potassium chromate
Potassium dichromate | Potassium dichromate | 7778-50-9 | Potassium dichromate | Potassium dichromate
p-Phenylenediamine | p-Phenylenediamine | 106-50-3 | p-Phenylenediamine | 1,4-Phenylenediamine / p-Phenylenediamine
p-Phenylphenol | p-Phenylphenol | 92-69-3 | p-Phenylphenol | p-Phenylphenol
Preliminary test | Preliminary test |  | Preliminary test | Preliminary test
Profenophos | Profenophos | 41198-08-7 | Profenophos | Profenophos
Progressive smoldering | Progressive smoldering |  | Progressive smoldering | Progressive smoldering
Propethamphos | Propethamphos | 31218-83-4 | Propethamphos | Propethamphos
Propiconazol | Propiconazol | 60207-90-1 | Propiconazol | Propiconazol
Propionitrile | Propionitrile | 107-12-0 | Propionitrile | Propionitrile
Propylparaben | Propylparaben | 94-13-3 | Propylparaben | Propylparaben
Pt | Pt | 2023600 | Platinum | Platinum
p-Xylene | p-Xylene | 106-42-3 | p-Xylene | p-Xylene
Pyrene | Pyrene | 129-00-0 | Pyrene | Pyrene
Pyrochlore, antimony lead yellow | Pyrochlore, antimony lead yellow | 8012-00-8 | Pyrochlore, antimony lead yellow | Pyrochlore, antimony lead yellow
Quaternium-15 | Quaternium-15 | 4080-31-3 | methenamin 3-chlorallylochloride(INNM)(Quaternium-15)** | methenamin 3-chlorallylochloride(INNM)(Quaternium-15)**
Quinalphos | Quinalphos | 13593-03-8 | Quinalphos | Quinalphos
Quinoline | Quinoline | 91-22-5 | Quinoline | Quinoline
Quintozene | Quintozene | 82-68-8 | Quintozene | Quintozene
Rating | Rating |  | Rating | Rating
Rating Average | Rating Average |  | Rating Average | Rating Average
Rating Final | Rating Final |  | Rating Final | Rating Final
Reason | Reason |  | Reason | Reason
Recommend Fiber Label | Recommend Fiber Label |  | Recommend Fiber Label | Recommend Fiber Label
Recovery | Recovery |  | Recovery | Recovery
Remark | Remark |  | Remark | Remark
Residue | Residue |  | Residue | Residue
Result | Result |  | Result | Result
Result_1 | Result |  | Result
RP-HP | RP-HP | TUV0024 | Reaction products of 1,3,4-thiadiazolidine-2,5-dithione, formaldehyde and 4-heptylphenol, branched and linear (RP-HP) | Reaction products of 1,3,4-thiadiazolidine-2,5-dithione, formaldehyde and 4-heptylphenol, branched and linear (RP-HP)
Rslt_DBH_PD37 | Debenhams PD37 Appearance Assessment_Result |  | Result | Result
S | S | 7704-34-9 | Sulfur | Sulfur
Salicylanilide | Salicylanilide | 87-17-2 | Salicylanilide | Salicylanilide
Salicylic acid | Salicylic acid and ist salts |  | Salicylic acid | Salicylic acid
Salt water corrosion | Salt water corrosion |  | Salt water corrosion | Salt water corrosion
Sample 1 | Lace 1 |  | Sample 1 | Sample 1
Sample 2 | Lace 2 |  | Sample 2 | Sample 2
Sample 3 | Lace 3 |  | Sample 3 | Sample 3
SampleVolume | Volume parameter for QC Analysis
Sb | Sb | 7440-36-0 | Antimony | Antimony
SCCP | quantified with 59 % chlorine content | 85535-84-8 | Short chain chlorinated paraffins (C10-C13) | Short chain chlorinated paraffins (C10-C13)
Se | Se | 7782-49-2 | Selenium | Selenium
Sequims1 | Sequins1 |  | Sequins1 | Sequins1
Sequims2 | Sequins2 |  | Sequins2 | Sequins2
Sequims3 | Sequins3 |  | Sequins3 | Sequins3
Sequims4 | Sequins4 |  | Sequins4 | Sequins4
Sequins5 | Sequins5 |  | Sequins5 | Sequins5
Si | Si | 7440-21-3 | Silicon | Silicon
Silicic acid, lead salt | Silicic acid, lead salt | 11120-22-2 | Silicic acid, lead salt | Silicic acid, lead salt
Silicic acid,Ba salt (1:1),Pb-doped | Silicic acid, Ba salt (1:1), Pb-doped | 68784-75-8 | Silicic acid (H2Si2O5), barium salt (1:1), lead-doped | Silicic acid (H2Si2O5), barium salt (1:1), lead-doped
Silvex | 2-(2,4,5-Trichlorophenoxy)propanoic acid | 93-72-1 | Silvex / 2,4,5-TP | 2-(2,4,5-Trichlorophenoxy)propanoic acid
Skew | Skew% |  | Skew%
Skew Distance | Skew Distance (AB Or BD) |  | Skew Distance (AB Or BD)
Sn | Sn | 7440-31-5 | Tin | Tin
Snag Grade | Snag Grade |  | Snag Grade | Snag Grade
Sodium chromate | Sodium chromate | 2146108 | Sodium chromate | Sodium chromate
Sodium dichromate | Sodium dichromate | 7789-12-0, 10588-01-9 | Sodium dichromate | Sodium dichromate
Sodium perborate | Sodium perborate | 2093666 | Sodium perborate; perboric acid, sodium salt | Sodium perborate; perboric acid, sodium salt
Sodium peroxometaborate | Sodium peroxometaborate | 2093666 | Sodium peroxometaborate | Sodium peroxometaborate
Sodium-2-biphenylate | Sodium-2-biphenylate | 132-27-4 | Sodium-2-biphenylate | Sodium-2-biphenylate
Solvent Blue 4 | Solvent Blue 4 | 6786-83-0 | a,a-Bis[4-(dimethylamino)phenyl]-4 (phenylamino)naphthalene-1-methanol (C.I. Solvent Blue 4) [with = 0.1% of Michler's ketone (EC No. 202-027-5) or Michler's base (EC No. 202-959-2)] | a,a-Bis[4-(dimethylamino)phenyl]-4 (phenylamino)naphthalene-1-methanol (C.I. Solvent Blue 4) [with = 0.1% of Michler's ketone (EC No. 202-027-5) or Michler's base (EC No. 202-959-2)]
Solvent Violet 8 | Solvent Violet 8 | 561-41-1 | 4,4'-bis(dimethylamino)-4''-(methylamino)trityl alcohol [with ≥ 0.1% of Michler's ketone (EC No. 202-027-5) or Michler's base (EC No. 202-959-2)] | 4,4'-bis(dimethylamino)-4''-(methylamino)trityl alcohol [with ≥ 0.1% of Michler's ketone (EC No. 202-027-5) or Michler's base (EC No. 202-959-2)]
Solvent Yellow 14 | Solvent Yellow 14 | 842-07-9 | Solvent Yellow 14 | Solvent Yellow 14
Solvent Yellow 2 | Solvent Yellow 2 | 60-11-7 | Solvent Yellow 2 | Solvent Yellow 2
Sorbic acid | Sorbic acid and ist salts |  | Sorbic acid | Sorbic acid
SpikeVolume | Volume parameter for QC Analysis
Spray Rating/Scoring1 | Spray Rating/Scoring1 |  | Spray Rating/Scoring1 | Spray Rating/Scoring1
Spray Rating/Scoring2 | Spray Rating/Scoring2 |  | Spray Rating/Scoring2 | Spray Rating/Scoring2
Spray Rating/Scoring3 | Spray Rating/Scoring3 |  | Spray Rating/Scoring3 | Spray Rating/Scoring3
Sprlty_Aa-B | Spirality measurement after wash - A'B |  | Spirality measurement after wash - A'B | Spirality measurement after wash - A'B
Sprlty_Aa-B_ORG | Spirality measurement A'B prior to wash, if any |  | Spirality measurement A'B prior to wash | Spirality measurement A'B prior to wash
Sprlty_AC_WSH | Spirality measurement after wash - AC |  | Spirality measurement after wash - AC | Spirality measurement after wash - AC
Sprlty_Angle_Alpha | Spirality Angle Alpha |  | Spirality Angle Alpha | Spirality Angle Alpha
Sprlty_Angle_Beta | Spirality Angle Beta |  | Spirality Angle Beta | Spirality Angle Beta
Sprlty_BD_WSH | Spirality measurement after wash - BD |  | Spirality measurement after wash - BD | Spirality measurement after wash - BD
Sprlty_dstnc_A-Aa | Spirality distance AA' after wash |  | Spirality distance AA' after wash | Spirality distance AA' after wash
Sprlty_dstnc_A-Aa_ORG | Spirality distance AA' prior to wash, if any |  | Spirality distance AA' prior to wash | Spirality distance AA' prior to wash
Sprlty_Pcntg_ORG | Spirality Pecentage X prior to wash, if any |  | Spirality Pecentage X prior to wash | Spirality Pecentage X prior to wash
Sprlty_Pcntg_S | Spirality Pecentage S |  | Spirality Pecentage S | Spirality Pecentage S
Sprlty_Pcntg_X | Spirality Pecentage X after wash |  | Spirality Pecentage X after wash | Spirality Pecentage X after wash
Sr | Sr | 7440-24-6 | Strontium | Strontium
Staining on Acetate | Staining on Acetate |  | Staining on Acetate | Staining on Acetate
Staining on Acrylic | Staining on Acrylic |  | Staining on Acrylic | Staining on Acrylic
Staining on Cotton | Staining on Cotton |  | Staining on Cotton | Staining on Cotton
Staining on cotton lawn | Staining on Cotton Lawn |  | Staining on Cotton Lawn | Staining on Cotton Lawn
Staining on Felt-(10 cycles) | Staining on Felt-(10 cycles) |  | Staining on Felt (10 cycles) | Staining on Felt (10 cycles)
Staining on Felt-(100 cycles) | Staining on Felt-(100 cycles) |  | Staining on Felt (100 cycles) | Staining on Felt (100 cycles)
Staining on Felt-(150 cycles) | Staining on Felt-(150 cycles) |  | Staining on Felt (150 cycles) | Staining on Felt (150 cycles)
Staining on Felt-(20 cycles) | Staining on Felt-(20 cycles) |  | Staining on Felt (20 cycles) | Staining on Felt (20 cycles)
Staining on Felt-(50 cycles) | Staining on Felt-(50 cycles) |  | Staining on Felt (50 cycles) | Staining on Felt (50 cycles)
Staining on Filter Paper | Staining on Filter Paper |  | Staining on Filter Paper | Staining on Filter Paper
Staining on Linen | Staining on Linen |  | Staining on Linen | Staining on Linen
Staining on Nylon | Staining on Nylon |  | Staining on Nylon | Staining on Nylon
Staining on Polyamide | Staining on Polyamide |  | Staining on Polyamide | Staining on Polyamide
Staining on Polyester | Staining on Polyester |  | Staining on Polyester | Staining on Polyester
Staining on PVC Sheet-Back side | Staining on PVCSheet-Backside-Migration |  | Staining on PVC Sheet (Back side) | Staining on PVC Sheet (Back side)
Staining on PVC Sheet-Front side | Staining on PVCSheet-Frontside-Migration |  | Staining on PVC Sheet (Front side) | Staining on PVC Sheet (Front side)
Staining on Ramie | Staining on Ramie |  | Staining on Ramie | Staining on Ramie
Staining on Secondary Acetate | Staining on Secondary Acetate |  | Staining on Secondary Acetate | Staining on Secondary Acetate
Staining on Silk | Staining on Silk |  | Staining on Silk | Staining on Silk
Staining on Solvent | Staining on Solvent |  | Staining on Solvent | Staining on Solvent
Staining on Triacete | Staining on Triacete |  | Staining on Triacete | Staining on Triacete
Staining on Viscose | Staining on Viscose |  | Staining on Viscose | Staining on Viscose
Staining on White PVC | Staining on White PVC |  | Staining on White PVC | Staining on White PVC
Staining on White Swatch | Staining on White Swatch |  | Staining on White Swatch | Staining on White Swatch
Staining on Wool | Staining on Wool |  | Staining on Wool | Staining on Wool
Staphylococcus aureus | Staphylococcus aureus |  | Staphylococcus aureus ATCC 6538 | Staphylococcus aureus
Strobane | Strobane | 8001-50-1 | Strobane | Strobane
Strontium chromate | Strontium chromate | 2151068 | Strontium chromate | Strontium chromate
Styrene | Vinylbenzene | 100-42-5 | Styrene | Styrene
Sulfurous acid, lead salt, dibasic | Sulfurous acid, lead salt, dibasic | 62229-08-7 | Sulfurous acid, lead salt, dibasic | Sulfurous acid, lead salt, dibasic
Sulphide tarnishing | Sulphide tarnishing |  | Sulphide tarnishing | Sulphide tarnishing
Sum of Cd, Pb, Hg, CrVI | Sum of Cd, Pb, Hg, CrVI |  | Sum of Cd, Pb, Hg, CrVI | Sum of Cd, Pb, Hg, CrVI
Sum of DEHP, DnBP, BBP, DiBP | Sum of DEHP, DBP, BBP, DiBP |  | Sum of DEHP, DBP, BBP, DiBP | Sum of DEHP, DBP, BBP, DiBP
Sum of quantified COC | Sum of quantified Chloroorganic Carriers |  | Sum of quantified Chloroorganic Carriers | Sum of quantified Chloroorganic Carriers
Sum of quantified EPA PAH
Sum of quantified GS PAH | Phenanthrene, Pyrene, Anthracene, Fluoranthene |  | Sum of quantified Phenanthrene, Pyrene, Anthracene, Fluoranthene | Sum of quantified Phenanthrene, Pyrene, Anthracene, Fluoranthene
Sum of quantified heavy metals | Sum of quantified heavy metals |  | Sum of quantified heavy metals | Sum of quantified heavy metals
Sum of quantified Nitrosamines | Sum of quantified Nitrosamines |  | Sum of quantified Nitrosamines | Sum of quantified Nitrosamines
Sum of quantified PAH | Sum of quantified PAH |  | Sum of quantified PAH | Sum of quantified PAH
Sum of quantified PBB | Sum of quantified PBB |  | Sum of quantified PBB | Sum of quantified PBB
Sum of quantified PBDE | Sum of PBDE |  | Sum of PBDE | Sum of PBDE
Sum of quantified Phthalates | Sum of quantified Phthalates |  | Sum of quantified Phthalates | Sum of quantified Phthalates
Sum of REACh phthalates | Sum of REACh phthalates |  | Sum of REACh phthalates | Sum of REACh phthalates
Surface Area | Surface Area |  | Surface area | Surface area
Surface Change | Surface Change |  | Surface Change | Surface Change
Surface Change of Specimen | Surface Change of Specimen |  | Surface Change of Specimen | Surface Change of Specimen
Surface Defect Type | Surface Defect Type |  | Surface Defect Type | Surface Defect Type
Surface Flash | Surface Flash |  | Surface Flash | Surface Flash
Ta | Ta | 7440-25-7 | Tantalum | Tantalum
TBBPA | 3,3′,5,5′-Tetrabromobisphenol A (TBBPA) | 79-94-7 | Tetrabromobisphenol A | Tetrabromobisphenol A
TBPP | Tris(p-tert-butylphenyl) phosphate | 78-33-1/28777-70-0 | Tris(p-tert-butylphenyl) phosphate | Tris(p-tert-butylphenyl) phosphate
TBT | Tributyltin, Kation CAS 36643-28-4 | 1461-22-6 | Tributyltin | Tributyltin
TBTO | Bis(tributyltin) oxide, detected as TBT | 56-35-9 | Bis(tributyltin) oxide | Bis(tributyltin) oxide
TCEP | Tris(2-chloroethyl) phosphate (TCEP) | 115-96-8 | Tris(2-chloroethyl) phosphate | Tris(2-chloroethyl) phosphate
TCMTB | TCMTB | 21564-17-0 | 2-(Thiocyanomethylthio)benzothiazole (TCMTB) | 2-(Thiocyanomethylthio)benzothiazole (TCMTB)
TCPP | Tris(2-chloro-1-propyl) phosphate (TCPP) | 13674-84-5 | Tris(2-chloro-1-propyl) phosphate | Tris(2-chloro-1-propyl) phosphate
TCyT | Tricyclohexyltin, Kation CAS 36580-86-6 | 3091-32-5 | Tricyclohexyltin | Tricyclohexyltin
TDCPP | Tris(1,3-dichloro-2-propyl) phosphate (TDCPP) | 13674-87-8 | Tris(1,3-dichloro-2-propyl) phosphate | Tris(1,3-dichloro-2-propyl) phosphate
TeBT | Tetrabutyltin | 1461-25-2 | Tetrabutyltin | Tetrabutyltin
technical MDA | technical MDA | 25214-70-4 | Formaldehyde, oligomeric reaction products with aniline (technical MDA) | Formaldehyde, oligomeric reaction products with aniline (technical MDA)
TEGDME | TEGDME | 112-49-2 | 1,2-bis(2-methoxyethoxy)ethane (TEGDME; triglyme) | 1,2-bis(2-methoxyethoxy)ethane (TEGDME; triglyme)
Telodrine | Telodrine | 297-78-9 | Telodrine | Telodrine
Tension Test | Tension Test |  | Tension Test | Tension Test
TEPA | Tris(1-aziridinyl)phosphine oxide (TEPA) | 545-55-1 | Tris(1-aziridinyl)phosphine oxide | Tris(1-aziridinyl)phosphine oxide
Terbutryn | Terbutryn | 886-50-0 | Terbutryn | Terbutryn
Terphenyl hydrogenated | Terphenyl hydrogenated | 61788-32-7 | Terphenyl hydrogenated | Terphenyl hydrogenated
Test Method | Test Method |  | Test Method | Test Method
Test_Au | Test_Au |  | Au
Test_Silver | Silver
Test_Temperature | Temperature
Test_Total | Total Metal
TetraBB | Tetrabromobiphenyl (TetraBB) | 60044-24-8 et al. | Tetrabromobiphenyl (TetraBB) | Tetrabromobiphenyl
TetraBDE | Tetrabromodiphenyl ether (TetraBDE) | 5436-43-1 et al. | Tetrabromodiphenyl ether (TetraBDE) | Tetrabromodiphenyl ether
Tetraborondisodiumheptaoxide,hydrat | Tetraboron disodium heptaoxide, hydrate | 12267-73-1 | Tetraboron disodium heptaoxide, hydrate | Tetraboron disodium heptaoxide, hydrate
Tetrachlorobenzenes (Sum) | Tetrachlorobenzenes (Sum) |  | Tetrachlorobenzenes (Sum) | Tetrachlorobenzenes (Sum)
Tetrachloroethane | Tetrachloroethane | 79-34-5 | Tetrachloroethane | Tetrachloroethane
Tetrachloroethylene | Tetrachloroethylene | 127-18-4 | Tetrachloroethylene | Tetrachloroethylene
Tetrachloromethane | Tetrachloromethane | 56-23-5 | Tetrachloromethane | Tetrachloromethane / Carbon tetrachloride
Tetrachlorotoluenes (Sum) | Tetrachlorotoluenes (Sum) |  | Tetrachlorotoluenes (Sum) | Tetrachlorotoluenes (Sum)
Tetraethyllead | Tetraethyllead | 78-00-2 | Tetraethyllead | Tetraethyllead
Tetrahydrofuran | Tetrahydrofuran (THF) | 109-99-9 | Tetrahydrofuran | Tetrahydrofuran
Tetralead trioxide sulphate | Tetralead trioxide sulphate | 12202-17-4 | Tetralead trioxide sulphate | Tetralead trioxide sulphate
Tetramethyl-m-xylylenediisocyanate | 1,3-bis(2-isocyanato-2-propyl)benzene | 2778-42-9 | 1,3-bis(2-isocyanato-2-propyl)benzene | 1,3-bis(2-isocyanato-2-propyl)benzene
TGIC | TGIC | 2451-62-9 | 1,3,5-Tris(oxiran-2-ylmethyl)-1,3,5-triazinane-2,4,6-trione (TGIC) | 1,3,5-Tris(oxiran-2-ylmethyl)-1,3,5-triazinane-2,4,6-trione (TGIC)
Thiomersal | Thiomersal | 54-64-8 | Thiomersal | Thiomersal
Ti | Ti | 7440-32-6 | Titanium | Titanium
Time | Time |  | Time | Time
Tl | Tl | 7440-28-0 | Thallium | Thallium
TMA | TMA | 552-30-7 | Benzene-1,2,4-tricarboxylic acid 1,2-anhydride (trimellitic anhydride) (TMA) | Benzene-1,2,4-tricarboxylic acid 1,2-anhydride (trimellitic anhydride) (TMA)
TMT | Trimethyltin | 1066-45-1 | Trimethyltin | Trimethyltin
TNPP | TNPP | TUV0035 | Tris(4-nonylphenyl, branched and linear) phosphite (TNPP) with ≥ 0.1% w/w of 4-nonylphenol, branched and linear (4-NP) | Tris(4-nonylphenyl, branched and linear) phosphite (TNPP) with ≥ 0.1% w/w of 4-nonylphenol, branched and linear (4-NP)
Toluene | Toluene | 108-88-3 | Toluene | Toluene
Tolyfluanide | Tolyfluanide | 731-27-1 | Tolyfluanide | Tolyfluanide
Tolylene-2,4-diisocyanate | Tolylene-2,4-diisocyanate | 584-84-9 | Tolylene-2,4-diisocyanate | Tolylene-2,4-diisocyanate
Tolylene-2,6-diisocyanate | Tolylene-2,6-diisocyanate | 91-08-7 | Tolylene-2,6-diisocyanate | Tolylene-2,6-diisocyanate
Torque Test | Torque Test |  | Torque Test | Torque Test
TOT | Trioctyltin | 2587-76-0 | Trioctyltin | Trioctyltin
Toxaphene | Toxaphene | 8001-35-2 | Toxaphene | Toxaphene
TPhT | Triphenyltin, Kation CAS 668-34-8 | 639-58-7 | Triphenyltin | Triphenyltin
TPrT | Tripropyltin | 2279-76-7 | Tripropyltin | Tripropyltin
TPT | TPT | 761-44-4 | Tripropyltin | Tripropyltin
TriBB | Tribromobiphenyl (TriBB) | 59080-34-1 et al. | Tribromobiphenyl (TriBB) | Tribromobiphenyl
TriBDE | Tribromodiphenyl ether (TriBDE) | 49690-94-0 et al. | Tribromodiphenyl ether (TriBDE) | Tribromodiphenyl ether
Tribromphenol | Tribromphenol | 118-79-6 | Tribromphenol | Tribromphenol
Trichlorobenzenes (Sum) | Trichlorobenzenes (Sum) |  | Trichlorobenzenes (Sum) | Trichlorobenzenes (Sum)
Trichloroethylene | Trichloroethylene | 79-01-6 | Trichloroethylene | Trichloroethylene
Trichloromethane | Trichloromethane / Chloroform | 67-66-3 | Trichloromethane | Trichloromethane
Trichlorotoluenes (Sum) | Trichlorotoluenes (Sum) |  | Trichlorotoluenes (Sum) | Trichlorotoluenes (Sum)
Triclosan | Triclosan | 3380-34-5 | Triclosan | Triclosan
Triethyl arsenate | Triethyl arsenate | 15606-95-8 | Triethyl arsenate | Triethyl arsenate
Trifluralin | Trifluralin | 1582-09-8 | Trifluralin | Trifluralin
Trilead bis(carbonate)dihydroxide | Trilead bis(carbonate)dihydroxide | 1319-46-6 | Trilead bis(carbonate)dihydroxide | Trilead bis(carbonate)dihydroxide
Trilead diarsenate | Trilead diarsenate | 3687-31-8 | Trilead diarsenate | Trilead diarsenate
Trilead dioxide phosphonate | Trilead dioxide phosphonate | 12141-20-7 | Trilead dioxide phosphonate | Trilead dioxide phosphonate
Tri-m-cresyl phosphate | Tri-m-cresyl phosphate | 563-04-2 | Tri-m-cresyl phosphate | Tri-m-cresyl phosphate
Tri-o-cresyl phosphate | Tri-o-cresyl phosphate | 78-30-8 | Tri-o-cresyl phosphate | Tri-o-cresyl phosphate
Tri-p-cresyl phosphate | Tri-p-cresyl phosphate | 78-32-0 | Tri-p-cresyl phosphate | Tri-p-cresyl phosphate
Triphenyl phosphate | Triphenyl phosphate | 115-86-6 | Triphenyl phosphate | Triphenyl phosphate
TRIS | Tris(2,3-dibromopropyl) phosphate (TRIS) | 126-72-7 | Tris(2,3-dibromopropyl) phosphate | Tris(2,3-dibromopropyl) phosphate
Triton X-100 | Triton X-100 | 9002-93-1 | Triton X-100 | Triton X-100
Trousers-Back_rise | Trousers |  | Back rise | Back rise
Trousers-Front_rise | Trousers |  | Front rise | Front rise
Trousers-Hips | Trousers |  | Hips | Hips
Trousers-Inseam | Trousers |  | Inseam | Inseam
Trousers-Leg_opening | Trousers |  | Leg opening | Leg opening
Trousers-Others | Trousers-Others |  | Trousers-Others | Trousers-Others
Trousers-Outseam | Trousers |  | Outseam | Outseam
Trousers-Waist_band | Trousers |  | Waist band | Waist band
TUV0027 | TUV0027 | TUV0027 | 5-sec-butyl-2-(2,4-dimethylcyclohex-3-en-1-yl)-5-methyl-1,3-
dioxane | 5-sec-butyl-2-(2,4-dimethylcyclohex-3-en-1-yl)-5-methyl-1,3-
dioxane | Extra -->
TUV0030 | TUV0030 | TUV0030 | 4-(1,1,3,3-tetramethylbutyl)phenol, ethoxylated | 4-(1,1,3,3-tetramethylbutyl)phenol, ethoxylated
TUV0034 | TUV0034 | TUV0034 | 2,3,3,3-tetrafluoro-2-(heptafluoropropoxy)propionic acid, its salts and its acyl halides | 2,3,3,3-tetrafluoro-2-(heptafluoropropoxy)propionic acid, its salts and its acyl halides
TXP | Trixylyl phosphate (TXP) | 25155-23-1 | Trixylyl phosphate | Trixylyl phosphate
Ugilec 141 | Ugilec 141 | 76253-60-6 | Monomethyl-tetrachlorodiphenyl methane (Ugilec 141) | Monomethyl-tetrachlorodiphenyl methane
UV-320 | UV-320 | 3846-71-7 | 2-benzotriazol-2-yl-4,6-di-tert-butylphenol (UV-320) | 2-benzotriazol-2-yl-4,6-di-tert-butylphenol (UV-320)
UV-327 | UV-327 | 3864-99-1 | 2,4-di-tert-butyl-6-(5-chlorobenzotriazol-2-yl)phenol (UV-327) | 2,4-di-tert-butyl-6-(5-chlorobenzotriazol-2-yl)phenol (UV-327)
UV-328 | UV-328 | 25973-55-1 | 2-(2H-benzotriazol-2-yl)-4,6-ditertpentylphenol (UV-328) | 2-(2H-benzotriazol-2-yl)-4,6-ditertpentylphenol (UV-328)
UV-350 | UV-350 | 36437-37-3 | 2-(2H-benzotriazol-2-yl)-4-(tert-butyl)-6-(sec-butyl)phenol (UV-350) | 2-(2H-benzotriazol-2-yl)-4-(tert-butyl)-6-(sec-butyl)phenol (UV-350)
V | V | 7740-62-2 | Vanadium | Vanadium
V6 | 2,2-Bis(chloromethyl)trimethylene bis(bis(2-chloroethyl)phosphate) | 38051-10-4 | Antiblaze V6 | 2,2-Bis(chloromethyl)trimethylene bis(bis(2-chloroethyl)phosphate)
Value | Value |  | Value | Value
Vinyl chloride | Vinyl chloride | 75-01-4 | Vinyl chloride | Vinylchloride
Volume | Volume
Warp(Lengthwise) | Warp(Lengthwise) |  | Warp(Lengthwise) | Warp(Lengthwise)
Water Pressue1 | Water Pressue1 |  | Water Pressue1 | Water Pressue1
Water Pressue2 | Water Pressue2 |  | Water Pressue2 | Water Pressue2
Water Pressue3 | Water Pressue3 |  | Water Pressue3 | Water Pressue3
Water Pressue4 | Water Pressue4 |  | Water Pressue4 | Water Pressue4
Water Pressue5 | Water Pressue5 |  | Water Pressue5 | Water Pressue5
Weft(Widthwise) | Weft(Widthwise) |  | Weft(Widthwise) | Weft(Widthwise)
Weight | Weight |  | Weight | Weight
Weight After
Weight Before
Weight of the blotter_After | Weight of the blotter_After |  | Weight of the blotter_After | Weight of the blotter_After
Weight of the blotter_Bf | Weight of the blotter_Bf |  | Weight of the blotter_Bf | Weight of the blotter_Bf
Weight of the blotter_delta1 | Weight of the blotter_delta1 |  | Weight of the blotter_delta1 | Weight of the blotter_delta1
Wet Rubbing/Crocking Staining | Wet Rubbing/Crocking Staining |  | Wet Rubbing/Crocking Staining | Wet Rubbing/Crocking Staining
Wet-Colour Change-After 4 hours | Wet-Colour Change-After 4 hours |  | Wet-Colour Change-After 4 hours | Wet-Colour Change-After 4 hours
Wet-Colour Change-Immediately | Wet-Colour Change-Immediately |  | Wet-Colour Change-Immediately | Wet-Colour Change-Immediately
Wet-Staining on Cotton-After 4 hours | Wet-Staining on Cotton-After 4 hours |  | Wet-Staining on Cotton-After 4 hours | Wet-Staining on Cotton-After 4 hours
Wet-Staining on Cotton-Immediately | Wet-Staining on Cotton-Immediately |  | Wet-Staining on Cotton-Immediately | Wet-Staining on Cotton-Immediately
White Spirit | Stoddart Solvent, Naphtha | 8052-41-3 | White Spirit | White Spirit
Width Of Fabric | Width Of Fabric (BC) |  | Width Of Fabric (BC)
Zirconia Aluminosilicate Ceramic | Zirconia Aluminosilicate Ceramic | TUV0032 | Zirconia Aluminosilicate Refractory Ceramic Fibres | Zirconia Aluminosilicate Refractory Ceramic Fibres
Zn | Zn | 7440-66-6 | Zinc | Zinc
Zr | Zr | 7440-67-7 | Zirconium | Zirconium

## Parameter Lists Pricing
Parameter Lists Pricing is used to to set Trigger Attributes for Deletion Logic to work. The system compares the attribute with the child table.
Parameter List ID (Fk to Parameter List ID) | Param List Version ID FK to Param List Version ID | Variant (Must match the Variant as defined on the Parameter List Parameters worksheet) | Trigger ID (Attribute ID with TRGR_XXXXX keyword) | Trigger Value

## Parameter Aliases
A Parameter identifies the specific item for which you collect data or information. For example, if measuring a cube, Height, Width and Depth would be each of the parameters that identify the size.
Parameter ID FK to Parameter ID | Alias ID | Alias Type

## Test Method Attributes
An "Attribute" is a property-value pair associated with an SDI
Test Method ID
Attribute ID | WorkItem ID | WorkItem Version ID | Updateable | Hidden | Editor Style | Editor SDCID | Editor RefType | Default Value | Mandatory | Information Text

## Test Method Accreditation
Test Method Accreditation.
Test Method | Test Method Version ID | Organization | Effective Date | check1

## Specifications
A Specification is a set of limits and rules used to indicate the quality of data entered.
Specification ID | Specification Version ID | Version Status | Description | Rule Type | Default Condition | OOS Generating | Spec Usage Type | Effective Date (Format is mm/dd/yyyy) | Notes | Document Name | Document Version

## Specification Limit Types
For each Spec Limit you want to define, add a Spec Limit Type. Each Spec Limit Type applies to all Parameters.
Specification ID FK to Specification ID | Specification Version ID FK to Specification Version ID | Limit Type (Fk from Limit Type ID; only those that apply to Specifications) | Condition (Fk must match Limit Type Condition) | Sequence | Operator1 Display | Operator2 Display | Value1 Display | Value2 display | Separator Display

## Specification Rules
Definition of the rules that govern how a specificaiton with evaluate a condition on the whole considering all the parameters that have limits. Rule Definition Value is cell D$ value+";"+cell E$ value. Example : Fail;Fail,;Pass etc. The Database saves value in this manner, so we need to set the value from the excel itself
Specification ID FK to Specification ID | Specification Version ID FK to Specification Version ID | Rule No | If there are any items set to | then set the spec condition to | Rule Definition

## Specification Parameter Items
Association of individual paramlistitem to a specification for only those parameters that require a specification.
Specification ID FK to Specification ID | Specification Version ID FK to Specification Version ID (Default is 1) | Parameter List ID (Fk to Parameter List IDs on the Parameter List Param Limits worksheet) | Param List Version ID FK to Param List Version ID | Variant (Variation of this Parameter List; Parmeter List ID, Version ID and Variant together identify uniqueness.) | Sequence | Parameter (Fk to Param List Parameters) | Parameter Type (Fk to the Param Type reference type) | Limit Label | Limit Type Rule | Pameter Units (Fk to the Parameter Units) | Rounding Function | # Digits | Display Format | Transformation Rule | Any | Report

## Specification Parameter Limits
Individual limits for each parameter for each limit range include operators (<, <=, <>, etc) and values
Specification ID FK to Specification ID | Specification Version ID FK to Specification Version ID (Default is 1) | Parameter List ID (Fk to Parameter List IDs on the Parameter List Param Limits worksheet) | Param List Version ID FK to Param List Version ID | Variant (Variation of this Parameter List; Parmeter List ID, Version ID and Variant together identify uniqueness.) | Limit Type Sequence | Parameter (Fk to Param List Parameters) | Parameter Type (Fk to the Param Type reference type) | Limit Label | Sequence | Operator 1 | Operator 2 | Value 1 | Value 2

## Product Specification Customer
Product Specs Cust (SDC ProdSpecCust)
Description | Buyer | Agency | Supplier | Buyer Type | Agency Type | Supplier Type | Discard Action | Retain Duration | Notes | Report Sort Order | Default Report | Report Group

## Product Specification Standard
Product Specs Standard (SDC ProdSpecStandard)
Linked Product Specification Customer | Sample Type | Standard | Version | Variant | Reportable Name | MDL Value | MDL Unit | Sample Type Sequence | Standard Sequence

## ProdSpecStandard Attributes
Product Specs Standard (SDC ProdSpecStandard)
Linked Product Specification Customer | Sample Type | Standard | Version | Variant | Reportable Name | MDL Value | MDL Unit | Sample Type Sequence | Standard Sequence | Attributes | Updateable | Hidden | Editor Style | Editor SDCID | Editor RefType | Default Value | Mandatory | Information Text

## Product Specification Dept
Product Specs Department (SDC ProdSpecST)
Linked Product Specification Customer | Sample Type | Business Line | Email Template

## Product Specification Add Info
Product Specification Additional Information (SDC ProdSpecAddInfo)
Linked Product Specification Customer | Sample Type | Additional Information | Description

## Product Specification Specs
Product Specification Specifications (SDC ProdSpecSpec)
Linked Product Specification Customer | Sample Type | Additional Information | Specification ID | Specification Version ID | Description

## Product Specification TP
Product Spécification Test Package (SDC ProdSpecTP)
Linked Product Specification Customer | Sample Type | Test Package | Test Package Version | Description

## Test Package
Test Package (SDC TestPackage)
Test Package ID | Version ID | Description | Effective Date | Buyer | Buyer Type | Agency | Agency Type | Supplier | Supplier Type | Product Type | Notes

## Test Package Standard
Standard linked to the Test Package (Detail table testpackagestandard of the SDC Test Package)
Test Package ID | Test Package Version ID | Standard | Standard Version | Variant | Reportable Name | MDL Value | MDL Unit

## Test Package Site
Sites (Department) linked to Test Package (Detail table u_testpackagedepartment of the SDC Test Package)
Test Package ID | Test Package Version ID | Department

## Test Package Parameter List (hidden)
Parameter List linked to Test Package (Detail table u_testpackagedetails of the SDC Test Package)
Test Package ID | Test Package Version ID | Parameter List | Version | Variant

## Test Package Specification (hidden)
Specification linked to Test Package (Detail table u_testpackagedetails of the SDC Test Package)
Test Package ID | Test Package Version ID | Specification | Version

## Invoice Price List
Invoice Price List (Contract)
40 character length limits |  | 80 character length limits |  |  | Validation based off a list needs to be defined | Validation based off INV_Price List |  |  | Validation on Y/N | Validation on Y/N |  | Validation on Y/N | Validation based on SAPContractType | Validation on Y/N |  | Validation based on Organization Contact |  |  | Validation based on CostEstimateType |  | Validation based on 24Hours List
Pricelist | Pricelist Version | Description | Start Date | End Date | Price List Type | Based on Price List | Price factor | Currency | Cost Estimate Required | Order Confirmation Required | Minimum Order Value Required | Unlimited Liability | SAP Contract Type | Down Payment Required | Customer (Value from Customer ID and Buyer ID) | Customer Type | Business Line( Value from DepartmentID) | Urgent Service Price Rise (Percent) | Cost Estimate Type | Express Service Price Rise (Percent) | Cut-Off Time

## Invoice Price List Item
Invoice Price List Item
Validation based on Invoice vat
Item ID | Price List | Price List Version | Vat | Price | Apply Surge? | Apply Discount?

## Invoice Test Package
Invoice Test Package
40 character length limits | 80 character length limits | Validation based on Test Package Type
Invtest Package ID | Invtest Package Description | InvTest Package Type

## Test package item
Test Package Item
InvTest Package ID | Parameter List ID | Parameter List Version | Parameter List Variant | Test Count

## Price List Package
PriceListPackage
|  | INV TP Price | INV TP ID
Price List ID | Price List Version | InvTest Package Cost | InvTest Package

## Price List Service Type
PriceListServiceType
|  |  |  | Validation based on TATUnits list |  | Validation based on TATUnits list
Pricelist | Pricelist Version | Service Level | BL Turn Around Time | BL Units | Lab Turn Around Time | Lab Units | Surcharge %

## Email Template
EmailTemplate
Email Type | Emailtemplate Description | Customer | Email From | Email To | Email Cc | Subject | Attach Report Filename | Body | Security Department

## Email Tag
EmailTag
Emailtag Description | Notes | Email Template Type | Email Tag | Email Tag Lookup

## Checklist
Checklist
Checklist Statement

## CareLabel
CareLabel
CareLabel ID | Short Name | Phrase | File

## Checklist Department
Checklist Department (Sub table of SDC checklist)
Department | Checklist Statement

## Commitment
Commitment SDC (Element under Department)
Department | Service Line

## Lists
YN | PassRule | ParamlistType | CalibrationStatus | InstrumentStatus | AutoDetectUsage | PassFailWarningNotification | SpecOperator | LimitTypeApply | VisibleHiddenDisabled | VisibleHidden | DisplayFormat | SpecParamAny | VersionStatus | TestMethodType | AllDateUnit |  | DateMinuteUnit | DateYMDUnit | DisposalBasedOnRule | AddressStatus | ReorderThresholdUnit | ReorderThresholdScope | ContainerTrackingMethod | ProcessingRule | ApplyWhen | ApplyWhen | TestPackageType | PriceListType | SAPContractType | CostEstimateType | SAPInvoiceUnits | ContactDivision | INV_VAT | EmailTagLookUp
Y | All approvals have passed | Procedural | Calibrated | Available | Simple Instrument Reading | Pass | < | Parameters | Visible | Visible | 0 | Any ParamList | Provisional | Group | Years |  | Years | Years | Collection Date |  | (Containers) | Per Type | Individual | All | Limit Met | Absurd | TestBased | Main | DV | EstimateWithTax | Price Per Unit | Children | 0% | Accepted Date
N | All mandatory approvals have passed | Preparation | Out of Calibration | Unavailable | DataSet DataEntry | Fail | <= | Specifications | Hidden | Hidden | 0.0 | Any ParamList Version | Current | Standard | Months |  | Months | Months | Completed Date |  | Count | Per Lot | Together | First Matching | Limit Not Met | Detection | SampleBased | Special | WM | EstimateWithoutTax |  | Clothes | 18% | Active Flag
| At least 1 approval has passed |  | Not Relevant |  | None | Warning | > |  | Disabled |  | 0.00 | Any ParamList Version & Variant | Active |  | Weeks |  | Weeks | Days | Confirmation Date | [5 empty] | Either | Range | RequestBased | Agreement | WO |  |  | Men | 24% | Audit Sequence
| At least 1 mandatory approval has passed |  |  |  |  | Notification | >= |  |  |  | #,##0.00 | No | Expired |  | Days |  | Days |  | Creation Date | [6 empty] | StandDeviation | [5 empty] | Men Clothes | 25% | Auto Release Flag
| No approvals have failed | [5 empty] | = |  |  |  | 0.00% |  |  |  | Hours |  | Hours |  | Disposal Date | [12 empty] | Children Clothes |  | Cancelled By
ForceNew | No mandatory approvals have failed | [5 empty] | * |  |  |  | 0.00E+00 |  |  |  | Minutes |  | Minutes |  | Due Date | [14 empty] | Cancelled Date
Yes | [6 empty] | In |  |  |  | [sigfig;1] |  |  |  | Seconds |  |  |  | Target Pull Date | [14 empty] | Carrier Keyid 1
No | [6 empty] | Not In |  |  |  | [sigfig;2] | [7 empty] | Received Date | [14 empty] | Carrier Keyid 2
Retest Only | [10 empty] | [sigfig;3] | [7 empty] | Reviewed Date | [14 empty] | Carrier Keyid 3
[11 empty] | [clporgsigfig;1] | [7 empty] | Start Testing Date | [14 empty] | Carrier SDC
YNScheduled | [10 empty] | [clporgsigfig;2] | [22 empty] | Completed Date
Yes | [10 empty] | [clporgsigfig;3] | [22 empty] | Create By
No | [10 empty] | [clpinorgsigfig;1] | [22 empty] | Create Date
Scheduled | [10 empty] | [clpinorgsigfig;2] | [22 empty] | Create Tool
[11 empty] | [clpinorgsigfig;3] | [22 empty] | Creation Rule
[11 empty] | [maxsigfigdp;1] | [22 empty] | Due Date
[11 empty] | [maxsigfigdp;2] | [20 empty] | Attributes Group | SDC Attributes | Groupmaster
[11 empty] | [maxsigfigdp;3] | [20 empty] | Analytical | StandardAttribute | Hold By
[11 empty] | [astmround;1] | [20 empty] | Observations | ProdSpecStandard | Hold Date
[11 empty] | [astmround;2] | [20 empty] | Results | Request | Holderno
[11 empty] | [astmround;3] | [20 empty] | TestCondition | SDIWorkItem | Extra Factor for Pricing
[11 empty] | AsEntered | [20 empty] | Additional Instruction |  | Pricing date
[11 empty] | d-mmm-yy | [22 empty] | Invoice flag
[11 empty] | h:mm AM/PM | [22 empty] | Invoice language
[11 empty] | m/d/yy h:mm | [22 empty] | Payer
[11 empty] | ddd,mmm d,yyyy | [22 empty] | Payer Address Type
Price List
Price list type
LimitDetailConditions | ParamDataType | EditStyle | LimitOperator | SampleTemplate | ReagentTypeUnit | SpecificationRuleType |  | RoundingFunction | RefTypeType | StorageConditionType | AutoAssignRule |  | ReportSort | Qualified |  | ExpiryBasedOn |  | RTRecipeUnits | ProdVariantRule | NamedUserFlag | EmailTemplateType | CustomerType | DataType | Attributes | TestReportLayout | TestReportLayoutChemical | TestReportLayoutPhysical | TATUnits | 24Hours | ReportGroup | VAT | Data Type | Attribute Type | Invoice group
Upper OutofSpec | Numeric | Action | > | Calibration | (Containers) | Banded | SpecificationCondition | Basic Rounding | System | Humidity | None |  | A | Qualified |  | createdt |  | (Containers) | ReducedTesting | S | Acknowledgement | Invoice | String | styleno | chem_layout1 | chem_layout1 | phys_layout1 | days | 01:00 | General | 0 | S | R | Inventory
InSpec | Numeric (Calc) | Actions | < | EM Air | Count | Structured | Pass | EvenOdd Rounding | User | Temperature | WorkArea |  | S | Unqualified |  | graceperioddt |  | Count | SkipLot | C | InvoiceAnnex |  | Number | skincontact | chem_layout2 | chem_layout2 | phys_layout2 | hours | 01:30 | 2 SPECs | 18 | N | A | Mod By
Lower OutofSpec | Text | Address | >= | EM Personel | Vial | Custom | Notification | Basic SigFig |  |  | Analyst |  |  |  |  | mixeddt |  | Vial |  | V | TestReport |  | Date | enduse | phys_layout1 |  | phys_layout3 | sameday | 02:00 | With Fail Result | 24 | O | O | Mod Date
| Text (Calc) | Address Type | <= | EM Surface | cc |  | Warning | InOrganic SigFig | [7 empty] | receiveddt |  | cc |  | I | CostEstimate |  | Date Only | specialtreatment | phys_layout2 |  | phys_layout4 |  | 02:30 |  | 25 | D | N | Mod Tool
| Reference | Addresses | = | EM Water | g |  | Fail | Organic SigFig | [9 empty] | g |  | U | FailNotice |  | Clob | orderno | phys_layout3 |  | phys_layout5 |  | 03:00 |  |  | C |  | Notes
| Validated Reference | AmountUnit | <> | Environment | kg | TestingLabType |  | Hybrid | [9 empty] | kg |  |  | MonthlyInvoiceAnnex |  |  | sku | phys_layout4 |  | phys_layout6 |  | 03:30 |  |  |  |  | Priority
| SDC | Approval | In | Finished | lb | Physical | WorkItemUseFlag |  | SDC | SamplingPlanItemSDC | AccreditedAddressType | [6 empty] | lb | [6 empty] | phys_layout5 |  | phys_layout7 |  | 04:00 |  |  |  |  | Project
| Date | Approval Steps | Not In | Formulation | liter | Microbiology | Test Method |  | Action | WorkItem | AccreditedOrganization | [6 empty] | liter | [6 empty] | phys_layout6 |  |  |  | 04:30 |  |  |  |  | Purpose
| Date (Calc) | Approvals | Inclusive Between | Intermediate | mg | Chemistry | Service |  | Address | SpecSDC | [7 empty] | mg | [6 empty] | phys_layout7 |  |  |  | 05:00 |  |  |  |  | Received Date
| Date Only | Array | Exclusive Between | QC | ml | Soft Line (SFL) |  |  | AdhocQuery | [8 empty] | ml | [10 empty] | 05:30 |  |  |  |  | Released Date
| Date Only (Calc) | Array Condensing | Inclusive Outside | Raw Material | ng | Hard Line (HDL) |  |  | AdhocQueryArg | [8 empty] | ng | [10 empty] | 06:00 |  |  |  |  | Request Class
| Any | Array Layout | Exclusive Outside | Research | ton |  |  |  | ApprovalType | [8 empty] | ton | [10 empty] | 06:30 |  |  |  |  | Request Description
|  | Array Layouts |  | Stability | ug |  | WorkAreaType |  | Batch | ProductMode | [7 empty] | ug | [10 empty] | 07:00 |  |  |  |  | Request Date
|  | Array Method |  |  | ul | SpecUsageType | Preparation |  | BioSeq | Full | [7 empty] | ul | [10 empty] | 07:30 |  |  |  |  | Requester
|  | Array Methods |  |  |  | Internal | Analysis |  | Bulletin | Simple | [18 empty] | 08:00 |  |  |  |  | Requestgroup
|  | Array Replication |  |  |  | Regulatory | LabBenchA |  | COC | [19 empty] | 08:30 |  |  |  |  | Requestqty
|  | Array Splitting |  |  |  | Customer | LabBenchB |  | Category | [19 empty] | 09:00 |  |  |  |  | Request Status
|  | Array Transfers |  |  |  | Other |  |  | CellLine | [19 empty] | 09:30 |  |  |  |  | Requesttext
|  | Array Type | [6 empty] | ChainOfCustody | [19 empty] | 10:00 |  |  |  |  | Request Type
|  | Array Types | [6 empty] | ChargeList | [19 empty] | 10:30 |  |  |  |  | Reviewdisposition
|  | ArrayLayouts | [6 empty] | Clone | [19 empty] | 11:00 |  |  |  |  | Request
|  | ArrayMethods | [6 empty] | Component | [19 empty] | 11:30 |  |  |  |  | Business Line
|  | Arrays | [6 empty] | Compound | [19 empty] | 12:00 |  |  |  |  | NULL
|  | Audit Reasons | [6 empty] | Container | [19 empty] | 12:30 |  |  |  |  | Site Department
|  | Batch | [6 empty] | ContainerRequest | [19 empty] | 13:00 |  |  |  |  | Started Date
|  | Batch Statuses | [6 empty] | ContainerType | [19 empty] | 13:30 |  |  |  |  | Study
|  | Batch Types | [6 empty] | Contig | [19 empty] | 14:00 |  |  |  |  | Template Flag
|  | Batches | [6 empty] | Custodian | [19 empty] | 14:30 |  |  |  |  | Tracelog
|  | BBChildStorageStatus | [6 empty] | DNA | [19 empty] | 15:00 |  |  |  |  | Accredited Organization
|  | Biobanking Sample | [6 empty] | DataItem | [19 empty] | 15:30 |  |  |  |  | Accredited Organization type
|  | Biobanking Samples | [6 empty] | DataSet | [19 empty] | 16:00 |  |  |  |  | Accredited Report?
|  | Biobanking Studies | [6 empty] | Department | [19 empty] | 16:30 |  |  |  |  | Agency Type
|  | Biobanking Study | [6 empty] | Device | [19 empty] | 17:00 |  |  |  |  | Agency
|  | Child Sample Types | [6 empty] | Drawing | [19 empty] | 17:30 |  |  |  |  | Applicant Address
|  | Comparison Operators | [6 empty] | Enzyme | [19 empty] | 18:00 |  |  |  |  | Applicant
|  | ConcUnit | [6 empty] | Experiment | [19 empty] | 18:30 |  |  |  |  | Applicant Type
|  | Container Types | [6 empty] | ExperimentProtocol | [19 empty] | 19:00 |  |  |  |  | Business Line Location
|  | Date and Time | [6 empty] | ExperimentTask | [19 empty] | 19:30 |  |  |  |  | Buyer
|  | Date Only | [6 empty] | ExperimentTaskIO | [19 empty] | 20:00 |  |  |  |  | Buyer Type
|  | Department | [6 empty] | ExpressionSDC | [19 empty] | 20:30 |  |  |  |  | Checklist Notes
|  | Departments | [6 empty] | Feature | [19 empty] | 21:00 |  |  |  |  | 2nd Project coordinator
|  | Equipment Classes | [6 empty] | Gel | [19 empty] | 21:30 |  |  |  |  | Project Coordinator
|  | ExtContact | [6 empty] | GelLane | [19 empty] | 22:00 |  |  |  |  | Current Cost Estimate
|  | ExtContacts | [6 empty] | GelSpot | [19 empty] | 22:30 |  |  |  |  | Customer Division
|  | Formulation Project | [6 empty] | Gene | [19 empty] | 23:00 |  |  |  |  | Down Payment Invoice No
|  | Gender | [6 empty] | HolderLoc | [19 empty] | 23:30 |  |  |  |  | Dummy Flag
|  | HelpPageType | [6 empty] | HolderType | [19 empty] | 24:00 |  |  |  |  | Failed Invoice No
|  | Instrument | [6 empty] | HolderZone | [19 empty] | 24:30 |  |  |  |  | Financial Block flag
|  | Instruments | [6 empty] | HolderZoneCon | [24 empty] | On Financial Hold
|  | Label Method | [6 empty] | Instrument | [24 empty] | Financial Hold Reason
|  | Location | [6 empty] | Inventory | [24 empty] | Global Partner #
|  | Locations | [6 empty] | Invoice | [24 empty] | Initial Cost Estimate
|  | Long String | [6 empty] | LV_ActionPlan | [24 empty] | Invoice Type
|  | MassUnit | [6 empty] | LV_Activity | [24 empty] | Local Sales
|  | Materials | [6 empty] | LV_Array | [24 empty] | Local Sales Coordinator
|  | Menu | [6 empty] | LV_ArrayItem | [24 empty] | Hold Description
|  | MicroCountDataEntry | [6 empty] | LV_ArrayLayout | [24 empty] | Hold Reason
|  | Monitor Group | [6 empty] | LV_ArrayMethod | [24 empty] | Original Project No
|  | Monitor Group Status | [6 empty] | LV_ArrayTransferMethod | [24 empty] | Parcel Gate In Date
|  | Number | [6 empty] | LV_ArrayType | [24 empty] | Parcel ID
|  | Package | [6 empty] | LV_ArrayZone | [24 empty] | Passed invoice No
|  | Packages | [6 empty] | LV_AssayType | [24 empty] | Primary Contact
|  | Param Type | [6 empty] | LV_BatchInstrument | [24 empty] | Product Level 1
|  | Parameter | [6 empty] | LV_BatchStage | [24 empty] | Product Line Code
|  | Parameter List | [6 empty] | LV_Box | [24 empty] | Product Line
|  | Parameter Lists | [6 empty] | LV_Calendar | [24 empty] | Product Line Name
|  | Parameters | [6 empty] | LV_ChildSamplePlan | [24 empty] | Reporting Limits
|  | PhysicalStore | [6 empty] | LV_ClinicalDiag | [24 empty] | Report Remark
|  | PhysicalStores | [6 empty] | LV_ClinicalEvnt | [24 empty] | Report Sort
|  | Priority | [6 empty] | LV_ClinicalProtocol | [24 empty] | Retest
|  | ProductId Multiple | [6 empty] | LV_CollectMeth | [24 empty] | SAP Sales Order Text
|  | Products | [6 empty] | LV_ConnectorType | [24 empty] | SAP Invoice Number
|  | Project | [6 empty] | LV_CountRule | [24 empty] | SAP Sales Order
|  | Projects | [6 empty] | LV_DataFileDef | [24 empty] | SAP Sales Order Fail
|  | ProtocolSDC | [6 empty] | LV_DepartmentAssignment | [24 empty] | SAP Sales Order Pass
|  | ProtocolSDCs | [6 empty] | LV_Disease | [24 empty] | SAP Sales Order Updated
|  | QC Batch | [6 empty] | LV_Document | [24 empty] | SAP Transaction OK
|  | QC Batch Status | [6 empty] | LV_EditorStyle | [24 empty] | Secondary Contact
|  | QC Batches | [6 empty] | LV_EventDef | [24 empty] | Start Service Date
|  | QC Method | [6 empty] | LV_EventPlan | [24 empty] | Supplier
|  | QC SampleTypes | [6 empty] | LV_EventType | [24 empty] | Supplier Type
|  | Reagent Lot | [6 empty] | LV_Field | [24 empty] | User Sequence
|  | Reagent Lots | [6 empty] | LV_Form
|  | Reagent Statuses | [6 empty] | LV_Formlet
|  | Reagent Type | [6 empty] | LV_FormulationMethod
|  | Reagent Types | [6 empty] | LV_FormulationProject
|  | Report Desitination | [6 empty] | LV_GizmoDef
|  | Reports | [6 empty] | LV_HelpPage
|  | Request | [6 empty] | LV_ImageRef
|  | Request Statuses | [6 empty] | LV_Incdt
|  | Request Types | [6 empty] | LV_IncdtFind
|  | Requests | [6 empty] | LV_InstrProtProvider
|  | Role | [6 empty] | LV_InstrumentModel
|  | Roles | [6 empty] | LV_InstrumentType
|  | Sample | [6 empty] | LV_Issue
|  | Sample Columns | [6 empty] | LV_JobType
|  | Sample Conditions | [6 empty] | LV_LabelEvent
|  | Sample Points | [6 empty] | LV_LabelMethod
|  | Sample Statuses | [6 empty] | LV_Measurement
|  | Sample Templates | [6 empty] | LV_MessageLog
|  | Sample Type | [6 empty] | LV_MessageType
|  | Sample Types | [6 empty] | LV_Metastasis
|  | Samples | [6 empty] | LV_Monitor
|  | SampleTypes | [6 empty] | LV_MonitorGroup
|  | SDC | [6 empty] | LV_Package
|  | SDCs | [6 empty] | LV_Participant
|  | Severity | [6 empty] | LV_ParticipantConsent
|  | SharedCalendars | [6 empty] | LV_ParticipantEvent
|  | Site | [6 empty] | LV_Phrase
|  | Spec Conditions | [6 empty] | LV_PrepType
|  | SpecSDC | [6 empty] | LV_ProdVariant
|  | SpecSDCs | [6 empty] | LV_ProdVariantRule
|  | Storage Environment | [6 empty] | LV_ProductIngredient
|  | Storage Environments | [6 empty] | LV_ProductInstrument
|  | StorageBoxes | [6 empty] | LV_ProductStage
|  | String | [6 empty] | LV_QCBatchInstrument
|  | Studies | [6 empty] | LV_QCBatchReagent
|  | Study | [6 empty] | LV_ReagentLot
|  | StudySuite | [6 empty] | LV_ReagentType
|  | Subject | [6 empty] | LV_RequestItem
|  | Subjects | [6 empty] | LV_RequestItemDetail
|  | Test Method | [6 empty] | LV_RestClass
|  | Test Methods | [6 empty] | LV_SAPMsgLog
|  | TestingLab | [6 empty] | LV_SAPMsgType
|  | Trackitem | [6 empty] | LV_SampleFamily
|  | Trackitems | [6 empty] | LV_SamplingPlan
|  | Unit | [6 empty] | LV_ScheduleGroup
|  | Units | [6 empty] | LV_SecuritySet
|  | User | [6 empty] | LV_Species
|  | User Dropdown | [6 empty] | LV_Strain
|  | Users | [6 empty] | LV_StudySite
|  | VolumeUnit | [6 empty] | LV_StudySuiteSDC
|  | WorkArea | [6 empty] | LV_Subject
|  | Workbook | [6 empty] | LV_TaskDef
|  | Workflow | [6 empty] | LV_TaskExec
|  | Workflows | [6 empty] | LV_Tissue
|  | Workitem | [6 empty] | LV_TransferExecution
|  | Workitems | [6 empty] | LV_Treatment
|  | Workorder | [6 empty] | LV_VendorItem
|  | Workorders | [6 empty] | LV_Workbook
|  | Yes No Checkbox | [6 empty] | LV_WorkflowDef
|  | YesNo | [6 empty] | LV_WorkflowExec
|  | YesNoNA | [6 empty] | LV_Worksheet
LV_WorksheetItem
LV_WorksheetSection
Language
LibGroup
LibGroupTask
LibGroupTaskIO
LimitRule
LimitType
LocContent
Locale
Location
Locus
Material
ModuleSDC
Oligo
PO
Param
ParamList
Peptide
PhysicalStore
Plate
PlateWell
PriceList
Product
Profile
Project
PropertyTree
Protein
ProtocolSDC
QCBatch
QCBatchSampleType
QCEvalRule
QCMethod
QCMethodSampleType
Query
RNA
Rack
RackTube
Reagent
RefType
Report
ReportEvent
Request
Role
SDC
SDIAttachment
SDICertification
SDIDocument
SDIGroup
SDINote
SDIRelation
SDISpec
SDIWorkItem
Sample
SamplePoint
SampleType
ScheduleExclude
SchedulePlan
SchedulePlanItem
Shipment
Slide
SlideSpot
Source
SpecSDC
StorageCondTypeSDC
StorageEnvSDC
StorageUnitSDC
Study
StudySDC
Task
TaskQueueItem
Tracelog
TrackItemSDC
TransferLog
TransferMode
TransferPackage
Units
User
Vector
WebPage
WorkItem
WorkOrderSDC
Workgroup
WorkgroupType
XferDetail

## Special Char (hidden)
Character/Words do not use
'
"
[
]
{
}
¦
;
\
&
all
current
date
default
developer
first
last
none
null
operator
system
startup
this

## Test Method Tests (hidden)
A "Test Method" of type GRP is a container that can host Test Methods, this is referred to also as a Test Method Group. When you add an instance of a Test Method (which is a "Test") to a Sample, you are adding these items to the Sample.Test Method Item ID is a unique identifier for workitemitem detail table and it should be unique for a particular Test Method, example value 1,2,3
Test Method | Test Method Version ID | Test Method Item ID | Child Test Method Id | Child Test Method Version | Child Test Method Description | Child Test Method Mandatory (Y or N)

## Test Method Spec (hidden)
Test Method Specification. Specifications linked to the Test Method. Test Method Item ID is a unique identifier for workitemitem detail table and it should be unique for a particular Test Method, example value 1,2,3
Test Method | Test Method Version ID | Test Method Item ID | Specification ID | Specification Version | Specification Description | Specification Mandatory

## Test Method Instrument (hidden)
Test Method Instruments. The required / expected Instruments or Equipment to carry out the test(s) can be assigned to the Test Method with an optional reference to the specific WorkItem Item number (Grouped Test Method or Parameter List). Test Method Item Instrument Item ID is unique key for a particular Test Method , example value 1,2,3
Test Method | Test Method Version ID | Test Method Item Instrument Item ID | Instrument Type | Instrument Model | Instrument ID | Instrument Count | Instrument Mandatory

## Test Method Consumable Types (hidden)
Test Method Reagent Type. The Test Method Reagent Type let you define Reagent Types and link them to WorkItem Items.Test Method Consumable Type Item ID is unique key for a particular Test Method , example value 1,2,3
Test Method | Test Method Version ID | Test Method Consumable Type Item ID | Consumable Type | Consumable Type Version | Amount | Amount Units | Consumables Mandatory

## Consumable Types (hidden)
Use Consumable Types to define the different types of Consumables you will use. These are then used as templates when creating Consumable Lots. When the Consumable Type is referenced on a Parameter List any Consumable Lot for that Consumable Type will be available during Data Entry when that Parameter List is used.
Consumable Type | Consumable Type Version ID | Version Status | Description | UnManaged Consumable | Consumable Class | Approval Type FK to Approval Type | Quality Sample Required | Quality Sample Template (Fk to Sample Template) | Consumable Parameters (Fk to Parameter List ID) | Consumable Parameter List Version ID (Default value 1) | Consumable Parameter List Variant (Variation of this Consumable Parameter List ; Consumable Parameter List ID, Consumable Parameter List Version ID and Consumable Parameter List Variant together identify uniqueness.) | QC Sample Specification ID FK to Specification ID | QC Sample Specification Version ID FK to Specification Version ID (Default is 1) | Max Freeze Thaw Count | Warn Freeze Thaw Count | Effective Date (Format is mm/dd/yyyy) | Expiry Period | Expiry Period Units | Expiry Based On | Expiry Grace Period | Expiry Grace Period Units | Expiry Warning Period | Expiry Warning Period Units | Expiry First Use Period | Expiry First Use Period Unit | Expiry Use Count | Expiry Reorder Period | Expiry Reorder Period Unit | Reorder Threshold | Reorder Threshold Unit | Reorder Threshold Scope | Expected Amount | Expected Amount Unit | Min. Expected Amount | Max. Expected Amount | Expected No of Containers | Container Tracking Method | Manage Container Inventory Flag | Container Type (FK to Containers) | CAS No | Instrument Type | Instrument Model | Instrument Field | Notes

## Consumable Type Stages (hidden)
Consumable Stage. The Consumable Stage is a phase or moment in the preparation of the Consumable Type Recipe. For example, two cristaline Consumable Types are put together in a Grinding Stage. Sequence value should be unique for a particular Consumable Type. Example : 1,2,3
Consumable Type | Consumable Type Version ID | Stage | Stage Description | Sequence

## Consumable Type QC Sample Tests (hidden)
Consumable Type Quality Sample Test Methods. The Quality Sample Test Methods for a Consumable Type define the Workitems to be applied on a Quality Sample when a new Consumable Lot is made using this Consumable Type. Duplicate Consumable Type and Test Method combinations are not supported, and will cause an error when imported.
Consumable Type | Consumable Type Version ID | Test Method FK to Test Methods | Test Method Version

## Consumable Type Recipes (hidden)
Consumable Type Recipes. Set of Consumable Types (Ingredients) that constitute the recipe for a Consumable Type. It is used as template for the creation of Consumable Batches or Consumable Lots. NOTE: This spreadsheet cannot properly import the Stage value, which must be set from within the LabVantage application. Sequence value should be unique for a particular Consumable Type.
Consumable Type | Consumable Type Version ID | Recipe Consumable Type FK to Consumable Types | Recipe Consumable Type Version | Fill To Volume (Y or N) | Amount | Unit | Lower Tolerance | Upper Tolerance | Sequence

## Consumable Type Equipment (hidden)
Consumable Type Equipment. Per Consumable Type, the Equipment and number of equipments can be specified, if needed by stage. NOTE: This spreadsheet cannot properly import the Stage value, which must be set from within the LabVantage application. Sequence value should be unique for a particular Consumable Type.
Consumable Type | Consumable Type Version ID | Instrument Type | Count | Stage | Sequence

## Material (hidden)
A Material can be used to identify a classification of Samples based on composition or other properties.
Material | Description | Notes

## Components (hidden)
A Component can be used to identify an ingredient of a Material.
Component | Description

## Material Component (hidden)
A Material can be used to identify a classification of Samples based on composition or other properties.
Material | Component | Amount | Units

## Location (hidden)
A Storage Location defines a container that can hold tracked items or even other Storage Locations. Location Description is Alternate Key column and it's mandatory for Import.
Location Label | Location Type | Description | Parent Location | Notes

## Sample Point (hidden)
A Sample Point can be used to identify a location, state, or position in the Sample handling or testing process. Description is Alternate Key ID Column for Sample Point, so it's mandatory for Import.
Sample Point Label | Description | Product | Product Version ID | Location | Notes | Instance Count | Site | Testing Lab | Work Area | Auto Assign Rule

## Product Variant (hidden)
Product Variants let you define different rules for different Suppliers to different sources can have different Rules. Description is the alternate key column for Product Variant, so it's mandatory.
Description | Rule | Sampling Plan | Sampling Plan Version | Current State (Default is Unqualified) | Product | Product Version | Product Type | Manufacturer | Supplier | Production Site | Notes

## Sampling Plan (hidden)
Sampling Plans are used to create multiple Samples from different Sources and different Templates, assigning Tests and Specifications as well as defining Process Stages. A given Sampling Plan can be executed in different levels, where each execution may define different numbers/types(sources) of Samples, Stages and have different Tests and Specifications.
Sampling Plan | Version | Description | Notes | Version Status

## Sampling Plan Stages (hidden)
Sampling Plans Stage are used to create multiple Samples from different Process Stages. Sequence value should be unique for a particular Sampling Plan |  | SAMPLING PLAN STAGES
Sampling Plan | Version | Stage | Stage Sequence | Count | Template SDC (Example: LV_BatchStage) | Batch Stage Template

## Sampling Plan Level Samples (hidden)
Sampling Plans Level Samples. A given Sampling Plan can be executed in different levels, where each execution may define different numbers/types(sources) of Samples, Stages and have different Tests and Specifications. Sampling Plan Detail No is the unique identifier example :1,2,3 |  | SAMPLING PLAN DETAIL
Sampling Plan | Version | Sampling Plan Detail Number | Level ID | Source Label | Detail Template SDC (Example: Sample) | Sample Template | Count Rule Type(Example: Number) | Count Rule | Department

## Sampling Plan Tests Specs (hidden)
Sampling Plan Test And Specs. The Tests and Specifications that can be assiged to Samples. Sampling Plan Detail No is the unique identifier example :1,2,3 |  | SAMPLING PLAN ITEM
Sampling Plan | Version | Sampling Plan Item Number | Item Sequence | Workitem or Specification SDC ID | Workitem Name or Specification Name | Workitem or Specification Version

## Product (hidden)
In general, a "Product" can be used to define a classification of Samples. For example, analgesic Samples can be defined as one of two Products: "steroids" or "non-steroids".
Product | Version | Version Status | Description | Product Mode | Product Classification | Product Type | Material | Strength | Formulation | Control Substance (Y or N) | CoC Required (Y or N) | Batch Sample Count | Sample Template | Auto Release Batch (Y or N) | Container Type | Disposal Offset | Disposal Offset Units | Disposal Based on Rule | Auto Receive | Receive Required | Review Required | Due Date Offset | Due Date Offset Unit | Site | Testing Lab | Work Area | Auto Assign Rule | Instrument Type | Instrument Model | Instrument Field

## Product Ingredients (hidden)
This sheet defines the mapping between Product and Product Ingredients.
Product | Version | Ingredient Product ID | Ingredient Product Version ID | Mandatory | Amount | Amount Text | Amount Units

## Product Specs (hidden)
This sheet defines the mapping between Product and Specifications.
Product | Version | Specification ID | Specification Version ID

## Product Tests (hidden)
This sheet defines the mapping between Product and Test Methods. Test Method Instance is the "Repeat Instance number of this sdiworkitem "Test". This is incremented for each clone of the sdiworkitem for additional repeats or retests".
Product | Version | Test Method ID | Test Method Version ID | Test Method Instance

## Storage Environment (hidden)
An Environment defines the environmental conditions associated with a Storage Location.
Storage Environment | Label | Freeze Thaw Candidate | Description

## Sample Type (hidden)
A Sample Type is merely a label used to define a classification of Samples.
Sample Type | Description | Parent Sample Type | Auto Receive | Receive Required | Review Required | Freeze Thaw Candidate? | Notes | Product Category | SAP Product Category
Apparel | Apparel |  | N | N | N |  |  | Textile
Home Textile | Home Textile |  | N | N | N |  |  | Textile
Apparel / Home Textile Accessories | Apparel / Home Textile Accessories |  | N | N | N |  |  | Textile
Footwear | Footwear |  | N | N | N |  |  | Leather
Leather Garment | Leather Garment |  | N | N | N |  |  | Leather
Footwear / Leather Garment Accessories | Footwear / Leather Garment Accessories |  | N | N | N |  |  | Leather

## Container Types (hidden)
Container Types are abstract descriptions of containers that hold Samples.
Container Type | Description | Size | Units

## Sample Type Container (hidden)
Sample Type Container type Relationship
Sample Type | Container Type | Active

## Collection Method (hidden)
Collection Methods are for reference during Accessioning.
Collection Method | Name

## Collection Method Sample Types (hidden)
Mapping between Collection Method and Sample Types
Collection Method | Sample Type | Description | Active?

## Preparation Type (hidden)
Preparation Types are used for making the sample type ready for the testing.
Preparation Type | Name

## Preparation Sample Type Mapping (hidden)
Mapping between Sample Types and Preparation Types
Preparation Type | Source Sample Type | Destination Sample Type | Description | Active?

## Treatment Type (hidden)
Treatments are applied to Samples.
Treatment Type | Name

## Sample Types for Treatment (hidden)
Mapping between Sample Type and Treatment Type
Treatment Type | Sample Type | Description | Active?

## Preparation Treatments (hidden)
Mapping between Preparation Type and Treatments
Treatment | Preparation Type | Description | Active?

## Diagnosis (hidden)
Diagnosis is used for analysis of the samples.
Name | Parent | Notes

## Anatomic Sites (hidden)
Anatomic Sites
Name | Parent Name | Notes

## Metastasis (hidden)
Metastasis
Name

## Species (hidden)
Species
Species | Description

## Strains (hidden)
Strains
Strain | Description | Species